## Sheet1
| KK | KKS | Material | NC | Note | QualityCat | Quantity | Type | Weight | единица измерения | завод-изготовитель | имя еос нси (gid) | ин | климатическое исполнение и категория размещения | код еос нси (gid) | место установки | срок поставки | столбец1 | сумма без ндс | сумма ндс | сумма с ндс | условия хранения | цена за единицу без ндс | № п/п по спецификации аэп (номер по сзс) | № позиции | № позиции по контракту с икаэл | № ту, чертежа, технических требований и др. | countClones | Bellow | Actuator type | RPI | DC | Fluid | Connection | GroupNC | Dostup | Pletter | SeismoCat | under containment
1 | 6 | 4 | 10 | 8 | 24 | 9 | 12 | 5 | 13 | 11 | 23 | 26 | 27 | 15 | 25 | 17 | 18 | 14 | 20 | 21 | 22 | 16 | 19 | 3 | 1 | 2 | 7 | 1 |  | , Manual, Hydraulic, BS, self-operated, Pneumatic | yes |  | Acid, Acid, Acid, Aggressive water, Aggressive water, Aggressive water, Air, Air, Alkali, Alkali, Alkali, Alkali solution, Ammonia, Ammonia solution, Blowdown water, Boric acid solution, Boric acid solution, Boric acid solution, Boric acid solution, Boric acid solution, Boric acid solution, Boric acid solution, Boric concentrate, Boric concentrate, bottoms liquid, caustic soda, Chemical, Chilled water, Chilled water, coagulant, coagulant solution, Compressed air, Condensate, Condensate, Condensate, Condensate, Condensate, Condensate, Decontamination solution, Decontamination solution, Desalted water, Desalted water, Distillate, Distillate, Ethanolamine solution, Feed water, Feed water, Gas, Gas mixture, Gas mixture, Hydrazine hydrate, Hydrazine solution, Hydrogen, LCQ-2 filter regeneration solutions, Mains water, Mains water, Nitric acid, Nitric acid solution, Nitrogen, Nitrogen, oil, Overheated water, oxygen, phosphate solution, primary coolant, primary coolant, primary coolant, primary coolant, Pulp, radioactive gas, radioactive gas, radioactive gas, radioactive gas, radioactive liquid, reagents, reagents, Sea water, slime, slurry water, Sodium hydroxide, Steam, Steam, Steam, Steam-air mixture, Steam-water mixture, Steam-water mixture, Steam-water mixture, sulphuric acid, sulphuric acid, washing solution, washing solution, washing solution, washing solution, Zinc Compound Solution, Water, Water, Water, Water, Water, Water, Water, Water, Water, Water, Water, Water, Water, Water, Water, Water, Water, Water, Water, Water, Water, Water, Water, Water, drainage | [5 empty] | yes
2 | цкб р99507-400-01 dn 400.0 mm pd 1.0 mpa td 60 oc вода промконтура /intermediate circuit water dn 400.0 мм рр 1.0 мпа тр 60 ос | 30pgb11aa001 | carbon steel with protection flanges - carbon steelCSер.SS с вкладышем | , 4/ ii | вне оболочки;угл. сталь с вкладышем ответные фланцы- угл. сталь; конструкция соосная; l=178 мм; h=865 мм; разделка кромок патрубков: тип разделки- 1-24-1(с-24-1) dn х s, мм- 426x9, др,мм- 410(+0,63) ; tср 25 с, не более; стяжное (межфланцевое), между ответными фланцами под приварку к трубопроводу и крепежом, поставляемыми комплектно outside containment;insert cs returm flanges- cs; co-axial structure; l=178 mm; h=865 mm; nozzle edge preparation: type- 1-24-1(s-24-1) dn х s, mm- 426x9, др,mm- 410(+0,63) ; time of actuation 25 s, not above; tightening connection (inter-flange), between counter-flanges for welding to pipeline and fastener supplied in completion with equipment | qnc | 1 | Butterfly valve | 340 | pcs. шт. |  | затвор дисковый цкб р99507-400-01 маткорп=сталь углеродистая 25л dn=400 p=1мпа рабср=вода промконтура спосприсоед=межфланцевый с ответными фланцами спосупр=встроенный электропривод tрасч=60 °с прив=мэоф-1600/25-0.25м-01ка pприв=400вт 4 н ii с крепежом и прокладками ту 3741-056-34390194-2004 | 2.исуп.9579671 | t3/iii | 1041646 | 30uqa-основная насосная станция /main pumping station | 2020-02-26 00:00:00 | 340 | 0 | 0 | 0 | 9(ож1)/iii |  | 110.7.155.1 | 638 | 2.1797 | tu 3741-056-34390194-2004 ту 3741-056-34390194-2004; r01.kk34.0.0.sr.tt.wd001; дтт | 1 |  | , Manual, Hydraulic, BS, self-operated, Pneumatic | yes |  | Acid, Acid, Acid, Aggressive water, Aggressive water, Aggressive water, Air, Air, Alkali, Alkali, Alkali, Alkali solution, Ammonia, Ammonia solution, Blowdown water, Boric acid solution, Boric acid solution, Boric acid solution, Boric acid solution, Boric acid solution, Boric acid solution, Boric acid solution, Boric concentrate, Boric concentrate, bottoms liquid, caustic soda, Chemical, Chilled water, Chilled water, coagulant, coagulant solution, Compressed air, Condensate, Condensate, Condensate, Condensate, Condensate, Condensate, Decontamination solution, Decontamination solution, Desalted water, Desalted water, Distillate, Distillate, Ethanolamine solution, Feed water, Feed water, Gas, Gas mixture, Gas mixture, Hydrazine hydrate, Hydrazine solution, Hydrogen, LCQ-2 filter regeneration solutions, Mains water, Mains water, Nitric acid, Nitric acid solution, Nitrogen, Nitrogen, oil, Overheated water, oxygen, phosphate solution, primary coolant, primary coolant, primary coolant, primary coolant, Pulp, radioactive gas, radioactive gas, radioactive gas, radioactive gas, radioactive liquid, reagents, reagents, Sea water, slime, slurry water, Sodium hydroxide, Steam, Steam, Steam, Steam-air mixture, Steam-water mixture, Steam-water mixture, Steam-water mixture, sulphuric acid, sulphuric acid, washing solution, washing solution, washing solution, washing solution, Zinc Compound Solution, Water, Water, Water, Water, Water, Water, Water, Water, Water, Water, Water, Water, Water, Water, Water, Water, Water, Water, Water, Water, Water, Water, Water, Water, drainage | [5 empty] | yes
3 | цкб р99507-400-01 dn 400.0 mm pd 1.0 mpa td 60 oc вода промконтура /intermediate circuit water dn 400.0 мм рр 1.0 мпа тр 60 ос | 30pgb12aa001 | carbon steel with protection flanges - carbon steelCSер.SS с вкладышем | , 4/ ii | вне оболочки;угл. сталь с вкладышем ответные фланцы- угл. сталь; конструкция соосная; l=178 мм; h=865 мм; разделка кромок патрубков: тип разделки- 1-24-1(с-24-1) dn х s, мм- 426x9, др,мм- 410(+0,63) ; tср 25 с, не более; стяжное (межфланцевое), между ответными фланцами под приварку к трубопроводу и крепежом, поставляемыми комплектно outside containment;insert cs returm flanges- cs; co-axial structure; l=178 mm; h=865 mm; nozzle edge preparation: type- 1-24-1(s-24-1) dn х s, mm- 426x9, др,mm- 410(+0,63) ; time of actuation 25 s, not above; tightening connection (inter-flange), between counter-flanges for welding to pipeline and fastener supplied in completion with equipment | qnc | 1 | Butterfly valve | 340 | pcs. шт. |  | затвор дисковый цкб р99507-400-01 маткорп=сталь углеродистая 25л dn=400 p=1мпа рабср=вода промконтура спосприсоед=межфланцевый с ответными фланцами спосупр=встроенный электропривод tрасч=60 °с прив=мэоф-1600/25-0.25м-01ка pприв=400вт 4 н ii с крепежом и прокладками ту 3741-056-34390194-2004 | 2.исуп.9579673 | t3/iii | 1041646 | 30uqa-основная насосная станция /main pumping station | 2020-02-26 00:00:00 | 340 | 0 | 0 | 0 | 9(ож1)/iii |  | 110.7.155.1 | 639 | 2.1797 | tu 3741-056-34390194-2004 ту 3741-056-34390194-2004; r01.kk34.0.0.sr.tt.wd001; дтт | 1 |  | , Manual, Hydraulic, BS, self-operated, Pneumatic | yes |  | Acid, Acid, Acid, Aggressive water, Aggressive water, Aggressive water, Air, Air, Alkali, Alkali, Alkali, Alkali solution, Ammonia, Ammonia solution, Blowdown water, Boric acid solution, Boric acid solution, Boric acid solution, Boric acid solution, Boric acid solution, Boric acid solution, Boric acid solution, Boric concentrate, Boric concentrate, bottoms liquid, caustic soda, Chemical, Chilled water, Chilled water, coagulant, coagulant solution, Compressed air, Condensate, Condensate, Condensate, Condensate, Condensate, Condensate, Decontamination solution, Decontamination solution, Desalted water, Desalted water, Distillate, Distillate, Ethanolamine solution, Feed water, Feed water, Gas, Gas mixture, Gas mixture, Hydrazine hydrate, Hydrazine solution, Hydrogen, LCQ-2 filter regeneration solutions, Mains water, Mains water, Nitric acid, Nitric acid solution, Nitrogen, Nitrogen, oil, Overheated water, oxygen, phosphate solution, primary coolant, primary coolant, primary coolant, primary coolant, Pulp, radioactive gas, radioactive gas, radioactive gas, radioactive gas, radioactive liquid, reagents, reagents, Sea water, slime, slurry water, Sodium hydroxide, Steam, Steam, Steam, Steam-air mixture, Steam-water mixture, Steam-water mixture, Steam-water mixture, sulphuric acid, sulphuric acid, washing solution, washing solution, washing solution, washing solution, Zinc Compound Solution, Water, Water, Water, Water, Water, Water, Water, Water, Water, Water, Water, Water, Water, Water, Water, Water, Water, Water, Water, Water, Water, Water, Water, Water, drainage | [5 empty] | yes
4 | цкб р99507-400-01 dn 400.0 mm pd 1.0 mpa td 60 oc вода промконтура /intermediate circuit water dn 400.0 мм рр 1.0 мпа тр 60 ос | 30pgb13aa001 | carbon steel with protection flanges - carbon steelCSер.SS с вкладышем | , 4/ ii | вне оболочки;угл. сталь с вкладышем ответные фланцы- угл. сталь; конструкция соосная; l=178 мм; h=865 мм; разделка кромок патрубков: тип разделки- 1-24-1(с-24-1) dn х s, мм- 426x9, др,мм- 410(+0,63) ; tср 25 с, не более; стяжное (межфланцевое), между ответными фланцами под приварку к трубопроводу и крепежом, поставляемыми комплектно outside containment;insert cs returm flanges- cs; co-axial structure; l=178 mm; h=865 mm; nozzle edge preparation: type- 1-24-1(s-24-1) dn х s, mm- 426x9, др,mm- 410(+0,63) ; time of actuation 25 s, not above; tightening connection (inter-flange), between counter-flanges for welding to pipeline and fastener supplied in completion with equipment | qnc | 1 | Butterfly valve | 340 | pcs. шт. |  | затвор дисковый цкб р99507-400-01 маткорп=сталь углеродистая 25л dn=400 p=1мпа рабср=вода промконтура спосприсоед=межфланцевый с ответными фланцами спосупр=встроенный электропривод tрасч=60 °с прив=мэоф-1600/25-0.25м-01ка pприв=400вт 4 н ii с крепежом и прокладками ту 3741-056-34390194-2004 | 2.исуп.9579675 | t3/iii | 1041646 | 30uqa-основная насосная станция /main pumping station | 2020-02-26 00:00:00 | 340 | 0 | 0 | 0 | 9(ож1)/iii |  | 110.7.155.1 | 640 | 2.1797 | tu 3741-056-34390194-2004 ту 3741-056-34390194-2004; r01.kk34.0.0.sr.tt.wd001; дтт | 1 |  | , Manual, Hydraulic, BS, self-operated, Pneumatic | yes |  | Acid, Acid, Acid, Aggressive water, Aggressive water, Aggressive water, Air, Air, Alkali, Alkali, Alkali, Alkali solution, Ammonia, Ammonia solution, Blowdown water, Boric acid solution, Boric acid solution, Boric acid solution, Boric acid solution, Boric acid solution, Boric acid solution, Boric acid solution, Boric concentrate, Boric concentrate, bottoms liquid, caustic soda, Chemical, Chilled water, Chilled water, coagulant, coagulant solution, Compressed air, Condensate, Condensate, Condensate, Condensate, Condensate, Condensate, Decontamination solution, Decontamination solution, Desalted water, Desalted water, Distillate, Distillate, Ethanolamine solution, Feed water, Feed water, Gas, Gas mixture, Gas mixture, Hydrazine hydrate, Hydrazine solution, Hydrogen, LCQ-2 filter regeneration solutions, Mains water, Mains water, Nitric acid, Nitric acid solution, Nitrogen, Nitrogen, oil, Overheated water, oxygen, phosphate solution, primary coolant, primary coolant, primary coolant, primary coolant, Pulp, radioactive gas, radioactive gas, radioactive gas, radioactive gas, radioactive liquid, reagents, reagents, Sea water, slime, slurry water, Sodium hydroxide, Steam, Steam, Steam, Steam-air mixture, Steam-water mixture, Steam-water mixture, Steam-water mixture, sulphuric acid, sulphuric acid, washing solution, washing solution, washing solution, washing solution, Zinc Compound Solution, Water, Water, Water, Water, Water, Water, Water, Water, Water, Water, Water, Water, Water, Water, Water, Water, Water, Water, Water, Water, Water, Water, Water, Water, drainage | [5 empty] | yes
5 | цкб р99507-400-01 dn 400.0 mm pd 1.0 mpa td 60 oc обессоленная вода /demineralized water dn 400.0 мм рр 1.0 мпа тр 60 ос | 30pgb81aa001 | carbon steel with protection flanges - carbon steelCSер.SS с вкладышем | , 4/ ii | вне оболочки; угл. сталь с вкладышем ответные фланцы- угл. сталь; l=178 мм; h=865 мм; разделка кромок патрубков: тип разделки- 1-24-1(с-24-1) dn х s,мм- 426x9 др,мм- 410(+0,63); конструкция соосна; tср 25 с, не более; стяжное (межфланцевое), между ответными фланцами под приварку к трубопроводу и крепежом, поставляемыми комплектно outside containment; insert cs returm flanges- cs; l=178 mm; h=865 mm; nozzle edge preparation: type- 1-24-1(s-24-1) dn х s,mm- 426x9 др,mm- 410(+0,63); structure co-axial; time of actuation 25 s, not above; tightening connection (inter-flange), between counter-flanges for welding to pipeline and fastener supplied in completion with equipment | qnc | 1 | Butterfly valve | 340 | pcs. шт. |  | затвор дисковый цкб р99507-400-01 маткорп=сталь углеродистая 25л dn=400 p=1мпа рабср=вода промконтура спосприсоед=межфланцевый с ответными фланцами спосупр=встроенный электропривод tрасч=60 °с прив=мэоф-1600/25-0.25м-01ка pприв=400вт 4 н ii с крепежом и прокладками ту 3741-056-34390194-2004 | 2.исуп.9579677 | t3/iii | 1041646 | 30uqa-основная насосная станция /main pumping station | 2020-02-26 00:00:00 | 340 | 0 | 0 | 0 | 9(ож1)/iii |  | 110.7.155.4 | 641 | 2.1799 | tu 3741-056-34390194-2004 ту 3741-056-34390194-2004; r01.kk34.0.0.sr.tt.wd001; дтт | 1 |  | , Manual, Hydraulic, BS, self-operated, Pneumatic | yes |  | Acid, Acid, Acid, Aggressive water, Aggressive water, Aggressive water, Air, Air, Alkali, Alkali, Alkali, Alkali solution, Ammonia, Ammonia solution, Blowdown water, Boric acid solution, Boric acid solution, Boric acid solution, Boric acid solution, Boric acid solution, Boric acid solution, Boric acid solution, Boric concentrate, Boric concentrate, bottoms liquid, caustic soda, Chemical, Chilled water, Chilled water, coagulant, coagulant solution, Compressed air, Condensate, Condensate, Condensate, Condensate, Condensate, Condensate, Decontamination solution, Decontamination solution, Desalted water, Desalted water, Distillate, Distillate, Ethanolamine solution, Feed water, Feed water, Gas, Gas mixture, Gas mixture, Hydrazine hydrate, Hydrazine solution, Hydrogen, LCQ-2 filter regeneration solutions, Mains water, Mains water, Nitric acid, Nitric acid solution, Nitrogen, Nitrogen, oil, Overheated water, oxygen, phosphate solution, primary coolant, primary coolant, primary coolant, primary coolant, Pulp, radioactive gas, radioactive gas, radioactive gas, radioactive gas, radioactive liquid, reagents, reagents, Sea water, slime, slurry water, Sodium hydroxide, Steam, Steam, Steam, Steam-air mixture, Steam-water mixture, Steam-water mixture, Steam-water mixture, sulphuric acid, sulphuric acid, washing solution, washing solution, washing solution, washing solution, Zinc Compound Solution, Water, Water, Water, Water, Water, Water, Water, Water, Water, Water, Water, Water, Water, Water, Water, Water, Water, Water, Water, Water, Water, Water, Water, Water, drainage | [5 empty] | yes
6 | цкб р99507-400-01 dn 400.0 mm pd 1.0 mpa td 60 oc обессоленная вода /demineralized water dn 400.0 мм рр 1.0 мпа тр 60 ос | 30pgb82aa001 | carbon steel with protection flanges - carbon steelCSер.SS с вкладышем | , 4/ ii | вне оболочки; угл. сталь с вкладышем ответные фланцы- угл. сталь; l=178 мм; h=865 мм; разделка кромок патрубков: тип разделки- 1-24-1(с-24-1) dn х s,мм- 426x9 др,мм- 410(+0,63); конструкция соосна; tср 25 с, не более; стяжное (межфланцевое), между ответными фланцами под приварку к трубопроводу и крепежом, поставляемыми комплектно outside containment; insert cs returm flanges- cs; l=178 mm; h=865 mm; nozzle edge preparation: type- 1-24-1(s-24-1) dn х s,mm- 426x9 др,mm- 410(+0,63); structure co-axial; time of actuation 25 s, not above; tightening connection (inter-flange), between counter-flanges for welding to pipeline and fastener supplied in completion with equipment | qnc | 1 | Butterfly valve | 340 | pcs. шт. |  | затвор дисковый цкб р99507-400-01 маткорп=сталь углеродистая 25л dn=400 p=1мпа рабср=вода промконтура спосприсоед=межфланцевый с ответными фланцами спосупр=встроенный электропривод tрасч=60 °с прив=мэоф-1600/25-0.25м-01ка pприв=400вт 4 н ii с крепежом и прокладками ту 3741-056-34390194-2004 | 2.исуп.9579679 | t3/iii | 1041646 | 30uqa-основная насосная станция /main pumping station | 2020-02-26 00:00:00 | 340 | 0 | 0 | 0 | 9(ож1)/iii |  | 110.7.155.4 | 642 | 2.1799 | tu 3741-056-34390194-2004 ту 3741-056-34390194-2004; r01.kk34.0.0.sr.tt.wd001; дтт | 1 |  | , Manual, Hydraulic, BS, self-operated, Pneumatic | yes |  | Acid, Acid, Acid, Aggressive water, Aggressive water, Aggressive water, Air, Air, Alkali, Alkali, Alkali, Alkali solution, Ammonia, Ammonia solution, Blowdown water, Boric acid solution, Boric acid solution, Boric acid solution, Boric acid solution, Boric acid solution, Boric acid solution, Boric acid solution, Boric concentrate, Boric concentrate, bottoms liquid, caustic soda, Chemical, Chilled water, Chilled water, coagulant, coagulant solution, Compressed air, Condensate, Condensate, Condensate, Condensate, Condensate, Condensate, Decontamination solution, Decontamination solution, Desalted water, Desalted water, Distillate, Distillate, Ethanolamine solution, Feed water, Feed water, Gas, Gas mixture, Gas mixture, Hydrazine hydrate, Hydrazine solution, Hydrogen, LCQ-2 filter regeneration solutions, Mains water, Mains water, Nitric acid, Nitric acid solution, Nitrogen, Nitrogen, oil, Overheated water, oxygen, phosphate solution, primary coolant, primary coolant, primary coolant, primary coolant, Pulp, radioactive gas, radioactive gas, radioactive gas, radioactive gas, radioactive liquid, reagents, reagents, Sea water, slime, slurry water, Sodium hydroxide, Steam, Steam, Steam, Steam-air mixture, Steam-water mixture, Steam-water mixture, Steam-water mixture, sulphuric acid, sulphuric acid, washing solution, washing solution, washing solution, washing solution, Zinc Compound Solution, Water, Water, Water, Water, Water, Water, Water, Water, Water, Water, Water, Water, Water, Water, Water, Water, Water, Water, Water, Water, Water, Water, Water, Water, drainage | [5 empty] | yes
7 | цкб р99507-400-01 dn 400.0 mm pd 1.0 mpa td 60 oc обессоленная вода /demineralized water dn 400.0 мм рр 1.0 мпа тр 60 ос | 30pgb83aa001 | carbon steel with protection flanges - carbon steelCSер.SS с вкладышем | , 4/ ii | вне оболочки; угл. сталь с вкладышем ответные фланцы- угл. сталь; l=178 мм; h=865 мм; разделка кромок патрубков: тип разделки- 1-24-1(с-24-1) dn х s,мм- 426x9 др,мм- 410(+0,63); конструкция соосна; tср 25 с, не более; стяжное (межфланцевое), между ответными фланцами под приварку к трубопроводу и крепежом, поставляемыми комплектно outside containment; insert cs returm flanges- cs; l=178 mm; h=865 mm; nozzle edge preparation: type- 1-24-1(s-24-1) dn х s,mm- 426x9 др,mm- 410(+0,63); structure co-axial; time of actuation 25 s, not above; tightening connection (inter-flange), between counter-flanges for welding to pipeline and fastener supplied in completion with equipment | qnc | 1 | Butterfly valve | 340 | pcs. шт. |  | затвор дисковый цкб р99507-400-01 маткорп=сталь углеродистая 25л dn=400 p=1мпа рабср=вода промконтура спосприсоед=межфланцевый с ответными фланцами спосупр=встроенный электропривод tрасч=60 °с прив=мэоф-1600/25-0.25м-01ка pприв=400вт 4 н ii с крепежом и прокладками ту 3741-056-34390194-2004 | 2.исуп.9579681 | t3/iii | 1041646 | 30uqa-основная насосная станция /main pumping station | 2020-02-26 00:00:00 | 340 | 0 | 0 | 0 | 9(ож1)/iii |  | 110.7.155.4 | 643 | 2.1799 | tu 3741-056-34390194-2004 ту 3741-056-34390194-2004; r01.kk34.0.0.sr.tt.wd001; дтт | 1 |  | , Manual, Hydraulic, BS, self-operated, Pneumatic | yes |  | Acid, Acid, Acid, Aggressive water, Aggressive water, Aggressive water, Air, Air, Alkali, Alkali, Alkali, Alkali solution, Ammonia, Ammonia solution, Blowdown water, Boric acid solution, Boric acid solution, Boric acid solution, Boric acid solution, Boric acid solution, Boric acid solution, Boric acid solution, Boric concentrate, Boric concentrate, bottoms liquid, caustic soda, Chemical, Chilled water, Chilled water, coagulant, coagulant solution, Compressed air, Condensate, Condensate, Condensate, Condensate, Condensate, Condensate, Decontamination solution, Decontamination solution, Desalted water, Desalted water, Distillate, Distillate, Ethanolamine solution, Feed water, Feed water, Gas, Gas mixture, Gas mixture, Hydrazine hydrate, Hydrazine solution, Hydrogen, LCQ-2 filter regeneration solutions, Mains water, Mains water, Nitric acid, Nitric acid solution, Nitrogen, Nitrogen, oil, Overheated water, oxygen, phosphate solution, primary coolant, primary coolant, primary coolant, primary coolant, Pulp, radioactive gas, radioactive gas, radioactive gas, radioactive gas, radioactive liquid, reagents, reagents, Sea water, slime, slurry water, Sodium hydroxide, Steam, Steam, Steam, Steam-air mixture, Steam-water mixture, Steam-water mixture, Steam-water mixture, sulphuric acid, sulphuric acid, washing solution, washing solution, washing solution, washing solution, Zinc Compound Solution, Water, Water, Water, Water, Water, Water, Water, Water, Water, Water, Water, Water, Water, Water, Water, Water, Water, Water, Water, Water, Water, Water, Water, Water, drainage | [5 empty] | yes
8 | цкб п99199-300-03 dn 300.0 mm pd 1.0 mpa td 60 oc вода промконтура/intermediate circuit water dn 300.0 мм рр 1.0 мпа тр 60 ос | 30pgb81aa002 | carbon steel with protection flanges - carbon steelCSер.SS с вкладышем | , 4/ ii | вне оболочки; среда- вода промконтура (обессоленная вода с добавлением ингибиторов коррозии-тринатрий фосфат); угл. сталь с вкладышем ответные фланцы- угл. сталь; конструкция соосная; l=142 мм; h=640 мм; разделка кромок патрубков: тип разделки- 1-24-1(с-24-1) dn х s,мм- 325x8 др,мм- 311(+0,52); tср 25 с, не более; стяжное (межфланцевое), между ответными фланцами под приварку к трубопроводу и крепежом, поставляемыми комплектно outside containment; media- waterintermediate circuit (demineralized waterwith addition ofinhibitors of corrosion-trisodium phosphate); insert cs returm flanges- cs; co-axial structure; l=142 mm; h=640 mm; nozzle edge preparation: type- 1-24-1(s-24-1) dn х s,mm- 325x8 др,mm- 311(+0,52); time of actuation 25 s, not above; tightening connection (inter-flange), between counter-flanges for welding to pipeline and fastener supplied in completion with equipment | qnc | 1 | Butterfly valve | 106 | pcs. шт. |  | затвор дисковый цкб п99199-300-03 маткорп=сталь углеродистая 25л dn=300 p=1мпа рабср=вода промконтура спосприсоед=межфланцевый с ответными фланцами спосупр=встроенный электропривод tрасч=60 °с прив=мэоф-250/25-0.25м-97ка pприв=430вт 4 н ii с крепежом и прокладками ту 3741-056-34390194-2004 | 2.исуп.9579719 | t3/iii | 1041694 | 30uqa-основная насосная станция /main pumping station | 2020-02-26 00:00:00 | 106 | 0 | 0 | 0 | 9(ож1)/iii |  | 110.7.155.16 | 644 | 2.1813 | tu 3741-056-34390194-2004 ту 3741-056-34390194-2004; r01.kk34.0.0.sr.tt.wd001; дтт | 1 |  | , Manual, Hydraulic, BS, self-operated, Pneumatic | yes |  | Acid, Acid, Acid, Aggressive water, Aggressive water, Aggressive water, Air, Air, Alkali, Alkali, Alkali, Alkali solution, Ammonia, Ammonia solution, Blowdown water, Boric acid solution, Boric acid solution, Boric acid solution, Boric acid solution, Boric acid solution, Boric acid solution, Boric acid solution, Boric concentrate, Boric concentrate, bottoms liquid, caustic soda, Chemical, Chilled water, Chilled water, coagulant, coagulant solution, Compressed air, Condensate, Condensate, Condensate, Condensate, Condensate, Condensate, Decontamination solution, Decontamination solution, Desalted water, Desalted water, Distillate, Distillate, Ethanolamine solution, Feed water, Feed water, Gas, Gas mixture, Gas mixture, Hydrazine hydrate, Hydrazine solution, Hydrogen, LCQ-2 filter regeneration solutions, Mains water, Mains water, Nitric acid, Nitric acid solution, Nitrogen, Nitrogen, oil, Overheated water, oxygen, phosphate solution, primary coolant, primary coolant, primary coolant, primary coolant, Pulp, radioactive gas, radioactive gas, radioactive gas, radioactive gas, radioactive liquid, reagents, reagents, Sea water, slime, slurry water, Sodium hydroxide, Steam, Steam, Steam, Steam-air mixture, Steam-water mixture, Steam-water mixture, Steam-water mixture, sulphuric acid, sulphuric acid, washing solution, washing solution, washing solution, washing solution, Zinc Compound Solution, Water, Water, Water, Water, Water, Water, Water, Water, Water, Water, Water, Water, Water, Water, Water, Water, Water, Water, Water, Water, Water, Water, Water, Water, drainage | [5 empty] | yes
9 | цкб п99199-300-03 dn 300.0 mm pd 1.0 mpa td 60 oc вода промконтура/intermediate circuit water dn 300.0 мм рр 1.0 мпа тр 60 ос | 30pgb82aa002 | carbon steel with protection flanges - carbon steelCSер.SS с вкладышем | , 4/ ii | вне оболочки; среда- вода промконтура (обессоленная вода с добавлением ингибиторов коррозии-тринатрий фосфат); угл. сталь с вкладышем ответные фланцы- угл. сталь; конструкция соосная; l=142 мм; h=640 мм; разделка кромок патрубков: тип разделки- 1-24-1(с-24-1) dn х s,мм- 325x8 др,мм- 311(+0,52); tср 25 с, не более; стяжное (межфланцевое), между ответными фланцами под приварку к трубопроводу и крепежом, поставляемыми комплектно outside containment; media- waterintermediate circuit (demineralized waterwith addition ofinhibitors of corrosion-trisodium phosphate); insert cs returm flanges- cs; co-axial structure; l=142 mm; h=640 mm; nozzle edge preparation: type- 1-24-1(s-24-1) dn х s,mm- 325x8 др,mm- 311(+0,52); time of actuation 25 s, not above; tightening connection (inter-flange), between counter-flanges for welding to pipeline and fastener supplied in completion with equipment | qnc | 1 | Butterfly valve | 106 | pcs. шт. |  | затвор дисковый цкб п99199-300-03 маткорп=сталь углеродистая 25л dn=300 p=1мпа рабср=вода промконтура спосприсоед=межфланцевый с ответными фланцами спосупр=встроенный электропривод tрасч=60 °с прив=мэоф-250/25-0.25м-97ка pприв=430вт 4 н ii с крепежом и прокладками ту 3741-056-34390194-2004 | 2.исуп.9579721 | t3/iii | 1041694 | 30uqa-основная насосная станция /main pumping station | 2020-02-26 00:00:00 | 106 | 0 | 0 | 0 | 9(ож1)/iii |  | 110.7.155.16 | 645 | 2.1813 | tu 3741-056-34390194-2004 ту 3741-056-34390194-2004; r01.kk34.0.0.sr.tt.wd001; дтт | 1 |  | , Manual, Hydraulic, BS, self-operated, Pneumatic | yes |  | Acid, Acid, Acid, Aggressive water, Aggressive water, Aggressive water, Air, Air, Alkali, Alkali, Alkali, Alkali solution, Ammonia, Ammonia solution, Blowdown water, Boric acid solution, Boric acid solution, Boric acid solution, Boric acid solution, Boric acid solution, Boric acid solution, Boric acid solution, Boric concentrate, Boric concentrate, bottoms liquid, caustic soda, Chemical, Chilled water, Chilled water, coagulant, coagulant solution, Compressed air, Condensate, Condensate, Condensate, Condensate, Condensate, Condensate, Decontamination solution, Decontamination solution, Desalted water, Desalted water, Distillate, Distillate, Ethanolamine solution, Feed water, Feed water, Gas, Gas mixture, Gas mixture, Hydrazine hydrate, Hydrazine solution, Hydrogen, LCQ-2 filter regeneration solutions, Mains water, Mains water, Nitric acid, Nitric acid solution, Nitrogen, Nitrogen, oil, Overheated water, oxygen, phosphate solution, primary coolant, primary coolant, primary coolant, primary coolant, Pulp, radioactive gas, radioactive gas, radioactive gas, radioactive gas, radioactive liquid, reagents, reagents, Sea water, slime, slurry water, Sodium hydroxide, Steam, Steam, Steam, Steam-air mixture, Steam-water mixture, Steam-water mixture, Steam-water mixture, sulphuric acid, sulphuric acid, washing solution, washing solution, washing solution, washing solution, Zinc Compound Solution, Water, Water, Water, Water, Water, Water, Water, Water, Water, Water, Water, Water, Water, Water, Water, Water, Water, Water, Water, Water, Water, Water, Water, Water, drainage | [5 empty] | yes
10 | цкб п99199-300-03 dn 300.0 mm pd 1.0 mpa td 60 oc вода промконтура/intermediate circuit water dn 300.0 мм рр 1.0 мпа тр 60 ос | 30pgb83aa002 | carbon steel with protection flanges - carbon steelCSер.SS с вкладышем | , 4/ ii | вне оболочки; среда- вода промконтура (обессоленная вода с добавлением ингибиторов коррозии-тринатрий фосфат); угл. сталь с вкладышем ответные фланцы- угл. сталь; конструкция соосная; l=142 мм; h=640 мм; разделка кромок патрубков: тип разделки- 1-24-1(с-24-1) dn х s,мм- 325x8 др,мм- 311(+0,52); tср 25 с, не более; стяжное (межфланцевое), между ответными фланцами под приварку к трубопроводу и крепежом, поставляемыми комплектно outside containment; media- waterintermediate circuit (demineralized waterwith addition ofinhibitors of corrosion-trisodium phosphate); insert cs returm flanges- cs; co-axial structure; l=142 mm; h=640 mm; nozzle edge preparation: type- 1-24-1(s-24-1) dn х s,mm- 325x8 др,mm- 311(+0,52); time of actuation 25 s, not above; tightening connection (inter-flange), between counter-flanges for welding to pipeline and fastener supplied in completion with equipment | qnc | 1 | Butterfly valve | 106 | pcs. шт. |  | затвор дисковый цкб п99199-300-03 маткорп=сталь углеродистая 25л dn=300 p=1мпа рабср=вода промконтура спосприсоед=межфланцевый с ответными фланцами спосупр=встроенный электропривод tрасч=60 °с прив=мэоф-250/25-0.25м-97ка pприв=430вт 4 н ii с крепежом и прокладками ту 3741-056-34390194-2004 | 2.исуп.9579723 | t3/iii | 1041694 | 30uqa-основная насосная станция /main pumping station | 2020-02-26 00:00:00 | 106 | 0 | 0 | 0 | 9(ож1)/iii |  | 110.7.155.16 | 646 | 2.1813 | tu 3741-056-34390194-2004 ту 3741-056-34390194-2004; r01.kk34.0.0.sr.tt.wd001; дтт | 1 |  | , Manual, Hydraulic, BS, self-operated, Pneumatic | yes |  | Acid, Acid, Acid, Aggressive water, Aggressive water, Aggressive water, Air, Air, Alkali, Alkali, Alkali, Alkali solution, Ammonia, Ammonia solution, Blowdown water, Boric acid solution, Boric acid solution, Boric acid solution, Boric acid solution, Boric acid solution, Boric acid solution, Boric acid solution, Boric concentrate, Boric concentrate, bottoms liquid, caustic soda, Chemical, Chilled water, Chilled water, coagulant, coagulant solution, Compressed air, Condensate, Condensate, Condensate, Condensate, Condensate, Condensate, Decontamination solution, Decontamination solution, Desalted water, Desalted water, Distillate, Distillate, Ethanolamine solution, Feed water, Feed water, Gas, Gas mixture, Gas mixture, Hydrazine hydrate, Hydrazine solution, Hydrogen, LCQ-2 filter regeneration solutions, Mains water, Mains water, Nitric acid, Nitric acid solution, Nitrogen, Nitrogen, oil, Overheated water, oxygen, phosphate solution, primary coolant, primary coolant, primary coolant, primary coolant, Pulp, radioactive gas, radioactive gas, radioactive gas, radioactive gas, radioactive liquid, reagents, reagents, Sea water, slime, slurry water, Sodium hydroxide, Steam, Steam, Steam, Steam-air mixture, Steam-water mixture, Steam-water mixture, Steam-water mixture, sulphuric acid, sulphuric acid, washing solution, washing solution, washing solution, washing solution, Zinc Compound Solution, Water, Water, Water, Water, Water, Water, Water, Water, Water, Water, Water, Water, Water, Water, Water, Water, Water, Water, Water, Water, Water, Water, Water, Water, drainage | [5 empty] | yes
11 | цкб к99501-400 dn 400.0 mm pd 1.0 mpa td 60 oc морская вода/see water dn 400.0 мм рр 1.0 мпа тр 60 ос | 30pas11aa002 | SS+NP | , 4/ ii | вне оболочки; конструкция соосная; l=298 мм; h=925 мм; разделка кромок патрубков: тип разделки-1-24-1(с-24-1) dn х s,мм- 426х9 др,мм- 410(+0,63); tср 150 с, не более; стяжное (межфланцевое), между ответными фланцами под приварку к трубопроводу и крепежом, поставляемыми комплектно outside containment; co-axial structure; l=298 mm; h=925 mm; nozzle edge preparation: type-1-24-1(s-24-1) dn х s,mm- 426х9 др,mm- 410(+0,63); time of actuation 150 s, not above; tightening connection (inter-flange), between counter-flanges for welding to pipeline and fastener supplied in completion with equipment | qnc | 1 | Butterfly valve | 235 | pcs. шт. |  | затвор дисковый цкб к99501-400 маткорп=сталь нержавеющая 10х17н13м3т dn=400 p=1мпа рабср=вода морская tрабср=до 60°с спосприсоед=межфланцевый с ответными фланцами спосупр=встроенный электропривод прив=2-пм-25 pприв=0.025квт 4 н ii т 3 iii ту 3742-044-34390194-2004 | 2.исуп.9585643 | t3/iii | 1037307 | 30uma - здание турбины /turbine hall | 2020-02-20 00:00:00 | 235 | 0 | 0 | 0 | 9(ож1)/iii |  | 110.7.155.14 | 647 | 2.1809 | tu ту 3742-044-34390194-2004; r01.kk34.0.0.sr.tt.wd001; дтт | 1 |  | , Manual, Hydraulic, BS, self-operated, Pneumatic | yes |  | Acid, Acid, Acid, Aggressive water, Aggressive water, Aggressive water, Air, Air, Alkali, Alkali, Alkali, Alkali solution, Ammonia, Ammonia solution, Blowdown water, Boric acid solution, Boric acid solution, Boric acid solution, Boric acid solution, Boric acid solution, Boric acid solution, Boric acid solution, Boric concentrate, Boric concentrate, bottoms liquid, caustic soda, Chemical, Chilled water, Chilled water, coagulant, coagulant solution, Compressed air, Condensate, Condensate, Condensate, Condensate, Condensate, Condensate, Decontamination solution, Decontamination solution, Desalted water, Desalted water, Distillate, Distillate, Ethanolamine solution, Feed water, Feed water, Gas, Gas mixture, Gas mixture, Hydrazine hydrate, Hydrazine solution, Hydrogen, LCQ-2 filter regeneration solutions, Mains water, Mains water, Nitric acid, Nitric acid solution, Nitrogen, Nitrogen, oil, Overheated water, oxygen, phosphate solution, primary coolant, primary coolant, primary coolant, primary coolant, Pulp, radioactive gas, radioactive gas, radioactive gas, radioactive gas, radioactive liquid, reagents, reagents, Sea water, slime, slurry water, Sodium hydroxide, Steam, Steam, Steam, Steam-air mixture, Steam-water mixture, Steam-water mixture, Steam-water mixture, sulphuric acid, sulphuric acid, washing solution, washing solution, washing solution, washing solution, Zinc Compound Solution, Water, Water, Water, Water, Water, Water, Water, Water, Water, Water, Water, Water, Water, Water, Water, Water, Water, Water, Water, Water, Water, Water, Water, Water, drainage | [5 empty] | yes
12 | цкб к99501-400 dn 400.0 mm pd 1.0 mpa td 60 oc морская вода/see water dn 400.0 мм рр 1.0 мпа тр 60 ос | 30pas12aa002 | SS+NP | , 4/ ii | вне оболочки; конструкция соосная; l=298 мм; h=925 мм; разделка кромок патрубков: тип разделки-1-24-1(с-24-1) dn х s,мм- 426х9 др,мм- 410(+0,63); tср 150 с, не более; стяжное (межфланцевое), между ответными фланцами под приварку к трубопроводу и крепежом, поставляемыми комплектно outside containment; co-axial structure; l=298 mm; h=925 mm; nozzle edge preparation: type-1-24-1(s-24-1) dn х s,mm- 426х9 др,mm- 410(+0,63); time of actuation 150 s, not above; tightening connection (inter-flange), between counter-flanges for welding to pipeline and fastener supplied in completion with equipment | qnc | 1 | Butterfly valve | 235 | pcs. шт. |  | затвор дисковый цкб к99501-400 маткорп=сталь нержавеющая 10х17н13м3т dn=400 p=1мпа рабср=вода морская tрабср=до 60°с спосприсоед=межфланцевый с ответными фланцами спосупр=встроенный электропривод прив=2-пм-25 pприв=0.025квт 4 н ii т 3 iii ту 3742-044-34390194-2004 | 2.исуп.9585646 | t3/iii | 1037307 | 30uma - здание турбины /turbine hall | 2020-02-20 00:00:00 | 235 | 0 | 0 | 0 | 9(ож1)/iii |  | 110.7.155.14 | 648 | 2.1809 | tu ту 3742-044-34390194-2004; r01.kk34.0.0.sr.tt.wd001; дтт | 1 |  | , Manual, Hydraulic, BS, self-operated, Pneumatic | yes |  | Acid, Acid, Acid, Aggressive water, Aggressive water, Aggressive water, Air, Air, Alkali, Alkali, Alkali, Alkali solution, Ammonia, Ammonia solution, Blowdown water, Boric acid solution, Boric acid solution, Boric acid solution, Boric acid solution, Boric acid solution, Boric acid solution, Boric acid solution, Boric concentrate, Boric concentrate, bottoms liquid, caustic soda, Chemical, Chilled water, Chilled water, coagulant, coagulant solution, Compressed air, Condensate, Condensate, Condensate, Condensate, Condensate, Condensate, Decontamination solution, Decontamination solution, Desalted water, Desalted water, Distillate, Distillate, Ethanolamine solution, Feed water, Feed water, Gas, Gas mixture, Gas mixture, Hydrazine hydrate, Hydrazine solution, Hydrogen, LCQ-2 filter regeneration solutions, Mains water, Mains water, Nitric acid, Nitric acid solution, Nitrogen, Nitrogen, oil, Overheated water, oxygen, phosphate solution, primary coolant, primary coolant, primary coolant, primary coolant, Pulp, radioactive gas, radioactive gas, radioactive gas, radioactive gas, radioactive liquid, reagents, reagents, Sea water, slime, slurry water, Sodium hydroxide, Steam, Steam, Steam, Steam-air mixture, Steam-water mixture, Steam-water mixture, Steam-water mixture, sulphuric acid, sulphuric acid, washing solution, washing solution, washing solution, washing solution, Zinc Compound Solution, Water, Water, Water, Water, Water, Water, Water, Water, Water, Water, Water, Water, Water, Water, Water, Water, Water, Water, Water, Water, Water, Water, Water, Water, drainage | [5 empty] | yes
13 | цкб к99501-400 dn 400.0 mm pd 1.0 mpa td 60 oc морская вода/see water dn 400.0 мм рр 1.0 мпа тр 60 ос | 30pas13aa002 | SS+NP | , 4/ ii | вне оболочки; конструкция соосная; l=298 мм; h=925 мм; разделка кромок патрубков: тип разделки-1-24-1(с-24-1) dn х s,мм- 426х9 др,мм- 410(+0,63); tср 150 с, не более; стяжное (межфланцевое), между ответными фланцами под приварку к трубопроводу и крепежом, поставляемыми комплектно outside containment; co-axial structure; l=298 mm; h=925 mm; nozzle edge preparation: type-1-24-1(s-24-1) dn х s,mm- 426х9 др,mm- 410(+0,63); time of actuation 150 s, not above; tightening connection (inter-flange), between counter-flanges for welding to pipeline and fastener supplied in completion with equipment | qnc | 1 | Butterfly valve | 235 | pcs. шт. |  | затвор дисковый цкб к99501-400 маткорп=сталь нержавеющая 10х17н13м3т dn=400 p=1мпа рабср=вода морская tрабср=до 60°с спосприсоед=межфланцевый с ответными фланцами спосупр=встроенный электропривод прив=2-пм-25 pприв=0.025квт 4 н ii т 3 iii ту 3742-044-34390194-2004 | 2.исуп.9585650 | t3/iii | 1037307 | 30uma - здание турбины /turbine hall | 2020-02-20 00:00:00 | 235 | 0 | 0 | 0 | 9(ож1)/iii |  | 110.7.155.14 | 649 | 2.1809 | tu ту 3742-044-34390194-2004; r01.kk34.0.0.sr.tt.wd001; дтт | 1 |  | , Manual, Hydraulic, BS, self-operated, Pneumatic | yes |  | Acid, Acid, Acid, Aggressive water, Aggressive water, Aggressive water, Air, Air, Alkali, Alkali, Alkali, Alkali solution, Ammonia, Ammonia solution, Blowdown water, Boric acid solution, Boric acid solution, Boric acid solution, Boric acid solution, Boric acid solution, Boric acid solution, Boric acid solution, Boric concentrate, Boric concentrate, bottoms liquid, caustic soda, Chemical, Chilled water, Chilled water, coagulant, coagulant solution, Compressed air, Condensate, Condensate, Condensate, Condensate, Condensate, Condensate, Decontamination solution, Decontamination solution, Desalted water, Desalted water, Distillate, Distillate, Ethanolamine solution, Feed water, Feed water, Gas, Gas mixture, Gas mixture, Hydrazine hydrate, Hydrazine solution, Hydrogen, LCQ-2 filter regeneration solutions, Mains water, Mains water, Nitric acid, Nitric acid solution, Nitrogen, Nitrogen, oil, Overheated water, oxygen, phosphate solution, primary coolant, primary coolant, primary coolant, primary coolant, Pulp, radioactive gas, radioactive gas, radioactive gas, radioactive gas, radioactive liquid, reagents, reagents, Sea water, slime, slurry water, Sodium hydroxide, Steam, Steam, Steam, Steam-air mixture, Steam-water mixture, Steam-water mixture, Steam-water mixture, sulphuric acid, sulphuric acid, washing solution, washing solution, washing solution, washing solution, Zinc Compound Solution, Water, Water, Water, Water, Water, Water, Water, Water, Water, Water, Water, Water, Water, Water, Water, Water, Water, Water, Water, Water, Water, Water, Water, Water, drainage | [5 empty] | yes
14 | цкб к99501-400 dn 400.0 mm pd 1.0 mpa td 60 oc морская вода/see water dn 400.0 мм рр 1.0 мпа тр 60 ос | 30pas14aa002 | SS+NP | , 4/ ii | вне оболочки; конструкция соосная; l=298 мм; h=925 мм; разделка кромок патрубков: тип разделки-1-24-1(с-24-1) dn х s,мм- 426х9 др,мм- 410(+0,63); tср 150 с, не более; стяжное (межфланцевое), между ответными фланцами под приварку к трубопроводу и крепежом, поставляемыми комплектно outside containment; co-axial structure; l=298 mm; h=925 mm; nozzle edge preparation: type-1-24-1(s-24-1) dn х s,mm- 426х9 др,mm- 410(+0,63); time of actuation 150 s, not above; tightening connection (inter-flange), between counter-flanges for welding to pipeline and fastener supplied in completion with equipment | qnc | 1 | Butterfly valve | 235 | pcs. шт. |  | затвор дисковый цкб к99501-400 маткорп=сталь нержавеющая 10х17н13м3т dn=400 p=1мпа рабср=вода морская tрабср=до 60°с спосприсоед=межфланцевый с ответными фланцами спосупр=встроенный электропривод прив=2-пм-25 pприв=0.025квт 4 н ii т 3 iii ту 3742-044-34390194-2004 | 2.исуп.9585654 | t3/iii | 1037307 | 30uma - здание турбины /turbine hall | 2020-02-20 00:00:00 | 235 | 0 | 0 | 0 | 9(ож1)/iii |  | 110.7.155.14 | 650 | 2.1809 | tu ту 3742-044-34390194-2004; r01.kk34.0.0.sr.tt.wd001; дтт | 1 |  | , Manual, Hydraulic, BS, self-operated, Pneumatic | yes |  | Acid, Acid, Acid, Aggressive water, Aggressive water, Aggressive water, Air, Air, Alkali, Alkali, Alkali, Alkali solution, Ammonia, Ammonia solution, Blowdown water, Boric acid solution, Boric acid solution, Boric acid solution, Boric acid solution, Boric acid solution, Boric acid solution, Boric acid solution, Boric concentrate, Boric concentrate, bottoms liquid, caustic soda, Chemical, Chilled water, Chilled water, coagulant, coagulant solution, Compressed air, Condensate, Condensate, Condensate, Condensate, Condensate, Condensate, Decontamination solution, Decontamination solution, Desalted water, Desalted water, Distillate, Distillate, Ethanolamine solution, Feed water, Feed water, Gas, Gas mixture, Gas mixture, Hydrazine hydrate, Hydrazine solution, Hydrogen, LCQ-2 filter regeneration solutions, Mains water, Mains water, Nitric acid, Nitric acid solution, Nitrogen, Nitrogen, oil, Overheated water, oxygen, phosphate solution, primary coolant, primary coolant, primary coolant, primary coolant, Pulp, radioactive gas, radioactive gas, radioactive gas, radioactive gas, radioactive liquid, reagents, reagents, Sea water, slime, slurry water, Sodium hydroxide, Steam, Steam, Steam, Steam-air mixture, Steam-water mixture, Steam-water mixture, Steam-water mixture, sulphuric acid, sulphuric acid, washing solution, washing solution, washing solution, washing solution, Zinc Compound Solution, Water, Water, Water, Water, Water, Water, Water, Water, Water, Water, Water, Water, Water, Water, Water, Water, Water, Water, Water, Water, Water, Water, Water, Water, drainage | [5 empty] | yes
15 | тип определяется поставщиком в соответствии с заданными параметрами в столбце 21/type to be defined by vendor with assigned parameters in column 21 dn 350.0 mm pd 1.0 mpa td 60 oc морская вода/see water dn 350.0 мм рр 1.0 мпа тр 60 ос | 30pas21aa001 | SS+NP | , 4/ ii | вне оболочки; по типу цкб к99501-400-01 (тип определяется поставщиком в соответствии с заданными параметрами); среда-морская вода; 10x17h13мзт (с протекторной защитой). ответн. флан.- угл.ст; tср 150 с, не более конструкция соосная; l=298 мм; h=925 мм; разделка кромок патрубков: тип разделки-1-24-1(с-24-1) dn х s,мм- 426х9 др,мм- 410(+0,63); стяжное (межфланцевое), между ответными фланцами под приварку к трубопроводу и крепежом, поставляемыми комплектно outside containment; as per type цкб к99501-400-01 (type to be defined by vendor with assigned parameters); media-sea water; 10x17h13mзт (with cathodic protection). return flange- cs time of actuation 150 s, not above co-axial structure; l=298 mm; h=925 mm; nozzle edge preparation: type-1-24-1(s-24-1) dn х s,mm- 426х9 др,mm- 410(+0,63); tightening connection (inter-flange), between counter-flanges for welding to pipeline and fastener supplied in completion with equipment | qnc | 1 | Butterfly valve | 230 | pcs. шт. |  | затвор дисковый цкб к99501-400-01 маткорп=сталь нержавеющая 10х17н13м3т dn=350 p=1мпа рабср=вода морская tрабср=до 60 °с спосприсоед=межфланцевый с ответными фланцами спосупр=встроенный электропривод прив=2-пм-25 dc48-11.9/15.9 т3 pприв=0.025квт 4 н ii т 3 iii ту 3742-044-34390194-2004 | 2.исуп.9585658 | t3/iii | 1041136 | 30uma - здание турбины /turbine hall | 2020-02-20 00:00:00 | 230 | 0 | 0 | 0 | 9(ож1)/iii |  | 110.7.155.15 | 651 | 2.1811 | tu ту 3742-044-34390194-2004; r01.kk34.0.0.sr.tt.wd001; дтт | 1 |  | , Manual, Hydraulic, BS, self-operated, Pneumatic | yes |  | Acid, Acid, Acid, Aggressive water, Aggressive water, Aggressive water, Air, Air, Alkali, Alkali, Alkali, Alkali solution, Ammonia, Ammonia solution, Blowdown water, Boric acid solution, Boric acid solution, Boric acid solution, Boric acid solution, Boric acid solution, Boric acid solution, Boric acid solution, Boric concentrate, Boric concentrate, bottoms liquid, caustic soda, Chemical, Chilled water, Chilled water, coagulant, coagulant solution, Compressed air, Condensate, Condensate, Condensate, Condensate, Condensate, Condensate, Decontamination solution, Decontamination solution, Desalted water, Desalted water, Distillate, Distillate, Ethanolamine solution, Feed water, Feed water, Gas, Gas mixture, Gas mixture, Hydrazine hydrate, Hydrazine solution, Hydrogen, LCQ-2 filter regeneration solutions, Mains water, Mains water, Nitric acid, Nitric acid solution, Nitrogen, Nitrogen, oil, Overheated water, oxygen, phosphate solution, primary coolant, primary coolant, primary coolant, primary coolant, Pulp, radioactive gas, radioactive gas, radioactive gas, radioactive gas, radioactive liquid, reagents, reagents, Sea water, slime, slurry water, Sodium hydroxide, Steam, Steam, Steam, Steam-air mixture, Steam-water mixture, Steam-water mixture, Steam-water mixture, sulphuric acid, sulphuric acid, washing solution, washing solution, washing solution, washing solution, Zinc Compound Solution, Water, Water, Water, Water, Water, Water, Water, Water, Water, Water, Water, Water, Water, Water, Water, Water, Water, Water, Water, Water, Water, Water, Water, Water, drainage | [5 empty] | yes
16 | тип определяется поставщиком в соответствии с заданными параметрами в столбце 21/type to be defined by vendor with assigned parameters in column 21 dn 350.0 mm pd 1.0 mpa td 60 oc морская вода/see water dn 350.0 мм рр 1.0 мпа тр 60 ос | 30pas22aa001 | SS+NP | , 4/ ii | вне оболочки; по типу цкб к99501-400-01 (тип определяется поставщиком в соответствии с заданными параметрами); среда-морская вода; 10x17h13мзт (с протекторной защитой). ответн. флан.- угл.ст; tср 150 с, не более конструкция соосная; l=298 мм; h=925 мм; разделка кромок патрубков: тип разделки-1-24-1(с-24-1) dn х s,мм- 426х9 др,мм- 410(+0,63); стяжное (межфланцевое), между ответными фланцами под приварку к трубопроводу и крепежом, поставляемыми комплектно outside containment; as per type цкб к99501-400-01 (type to be defined by vendor with assigned parameters); media-sea water; 10x17h13mзт (with cathodic protection). return flange- cs time of actuation 150 s, not above co-axial structure; l=298 mm; h=925 mm; nozzle edge preparation: type-1-24-1(s-24-1) dn х s,mm- 426х9 др,mm- 410(+0,63); tightening connection (inter-flange), between counter-flanges for welding to pipeline and fastener supplied in completion with equipment | qnc | 1 | Butterfly valve | 230 | pcs. шт. |  | затвор дисковый цкб к99501-400-01 маткорп=сталь нержавеющая 10х17н13м3т dn=350 p=1мпа рабср=вода морская tрабср=до 60 °с спосприсоед=межфланцевый с ответными фланцами спосупр=встроенный электропривод прив=2-пм-25 dc48-11.9/15.9 т3 pприв=0.025квт 4 н ii т 3 iii ту 3742-044-34390194-2004 | 2.исуп.9585660 | t3/iii | 1041136 | 30uma - здание турбины /turbine hall | 2020-02-20 00:00:00 | 230 | 0 | 0 | 0 | 9(ож1)/iii |  | 110.7.155.15 | 652 | 2.1811 | tu ту 3742-044-34390194-2004; r01.kk34.0.0.sr.tt.wd001; дтт | 1 |  | , Manual, Hydraulic, BS, self-operated, Pneumatic | yes |  | Acid, Acid, Acid, Aggressive water, Aggressive water, Aggressive water, Air, Air, Alkali, Alkali, Alkali, Alkali solution, Ammonia, Ammonia solution, Blowdown water, Boric acid solution, Boric acid solution, Boric acid solution, Boric acid solution, Boric acid solution, Boric acid solution, Boric acid solution, Boric concentrate, Boric concentrate, bottoms liquid, caustic soda, Chemical, Chilled water, Chilled water, coagulant, coagulant solution, Compressed air, Condensate, Condensate, Condensate, Condensate, Condensate, Condensate, Decontamination solution, Decontamination solution, Desalted water, Desalted water, Distillate, Distillate, Ethanolamine solution, Feed water, Feed water, Gas, Gas mixture, Gas mixture, Hydrazine hydrate, Hydrazine solution, Hydrogen, LCQ-2 filter regeneration solutions, Mains water, Mains water, Nitric acid, Nitric acid solution, Nitrogen, Nitrogen, oil, Overheated water, oxygen, phosphate solution, primary coolant, primary coolant, primary coolant, primary coolant, Pulp, radioactive gas, radioactive gas, radioactive gas, radioactive gas, radioactive liquid, reagents, reagents, Sea water, slime, slurry water, Sodium hydroxide, Steam, Steam, Steam, Steam-air mixture, Steam-water mixture, Steam-water mixture, Steam-water mixture, sulphuric acid, sulphuric acid, washing solution, washing solution, washing solution, washing solution, Zinc Compound Solution, Water, Water, Water, Water, Water, Water, Water, Water, Water, Water, Water, Water, Water, Water, Water, Water, Water, Water, Water, Water, Water, Water, Water, Water, drainage | [5 empty] | yes
17 | тип определяется поставщиком в соответствии с заданными параметрами в столбце 21/type to be defined by vendor with assigned parameters in column 21 dn 350.0 mm pd 1.0 mpa td 60 oc морская вода/see water dn 350.0 мм рр 1.0 мпа тр 60 ос | 30pas23aa001 | SS+NP | , 4/ ii | вне оболочки; по типу цкб к99501-400-01 (тип определяется поставщиком в соответствии с заданными параметрами); среда-морская вода; 10x17h13мзт (с протекторной защитой). ответн. флан.- угл.ст; tср 150 с, не более конструкция соосная; l=298 мм; h=925 мм; разделка кромок патрубков: тип разделки-1-24-1(с-24-1) dn х s,мм- 426х9 др,мм- 410(+0,63); стяжное (межфланцевое), между ответными фланцами под приварку к трубопроводу и крепежом, поставляемыми комплектно outside containment; as per type цкб к99501-400-01 (type to be defined by vendor with assigned parameters); media-sea water; 10x17h13mзт (with cathodic protection). return flange- cs time of actuation 150 s, not above co-axial structure; l=298 mm; h=925 mm; nozzle edge preparation: type-1-24-1(s-24-1) dn х s,mm- 426х9 др,mm- 410(+0,63); tightening connection (inter-flange), between counter-flanges for welding to pipeline and fastener supplied in completion with equipment | qnc | 1 | Butterfly valve | 230 | pcs. шт. |  | затвор дисковый цкб к99501-400-01 маткорп=сталь нержавеющая 10х17н13м3т dn=350 p=1мпа рабср=вода морская tрабср=до 60 °с спосприсоед=межфланцевый с ответными фланцами спосупр=встроенный электропривод прив=2-пм-25 dc48-11.9/15.9 т3 pприв=0.025квт 4 н ii т 3 iii ту 3742-044-34390194-2004 | 2.исуп.9585664 | t3/iii | 1041136 | 30uma - здание турбины /turbine hall | 2020-02-20 00:00:00 | 230 | 0 | 0 | 0 | 9(ож1)/iii |  | 110.7.155.15 | 653 | 2.1811 | tu ту 3742-044-34390194-2004; r01.kk34.0.0.sr.tt.wd001; дтт | 1 |  | , Manual, Hydraulic, BS, self-operated, Pneumatic | yes |  | Acid, Acid, Acid, Aggressive water, Aggressive water, Aggressive water, Air, Air, Alkali, Alkali, Alkali, Alkali solution, Ammonia, Ammonia solution, Blowdown water, Boric acid solution, Boric acid solution, Boric acid solution, Boric acid solution, Boric acid solution, Boric acid solution, Boric acid solution, Boric concentrate, Boric concentrate, bottoms liquid, caustic soda, Chemical, Chilled water, Chilled water, coagulant, coagulant solution, Compressed air, Condensate, Condensate, Condensate, Condensate, Condensate, Condensate, Decontamination solution, Decontamination solution, Desalted water, Desalted water, Distillate, Distillate, Ethanolamine solution, Feed water, Feed water, Gas, Gas mixture, Gas mixture, Hydrazine hydrate, Hydrazine solution, Hydrogen, LCQ-2 filter regeneration solutions, Mains water, Mains water, Nitric acid, Nitric acid solution, Nitrogen, Nitrogen, oil, Overheated water, oxygen, phosphate solution, primary coolant, primary coolant, primary coolant, primary coolant, Pulp, radioactive gas, radioactive gas, radioactive gas, radioactive gas, radioactive liquid, reagents, reagents, Sea water, slime, slurry water, Sodium hydroxide, Steam, Steam, Steam, Steam-air mixture, Steam-water mixture, Steam-water mixture, Steam-water mixture, sulphuric acid, sulphuric acid, washing solution, washing solution, washing solution, washing solution, Zinc Compound Solution, Water, Water, Water, Water, Water, Water, Water, Water, Water, Water, Water, Water, Water, Water, Water, Water, Water, Water, Water, Water, Water, Water, Water, Water, drainage | [5 empty] | yes
18 | тип определяется поставщиком в соответствии с заданными параметрами в столбце 21/type to be defined by vendor with assigned parameters in column 21 dn 350.0 mm pd 1.0 mpa td 60 oc морская вода/see water dn 350.0 мм рр 1.0 мпа тр 60 ос | 30pas24aa001 | SS+NP | , 4/ ii | вне оболочки; по типу цкб к99501-400-01 (тип определяется поставщиком в соответствии с заданными параметрами); среда-морская вода; 10x17h13мзт (с протекторной защитой). ответн. флан.- угл.ст; tср 150 с, не более конструкция соосная; l=298 мм; h=925 мм; разделка кромок патрубков: тип разделки-1-24-1(с-24-1) dn х s,мм- 426х9 др,мм- 410(+0,63); стяжное (межфланцевое), между ответными фланцами под приварку к трубопроводу и крепежом, поставляемыми комплектно outside containment; as per type цкб к99501-400-01 (type to be defined by vendor with assigned parameters); media-sea water; 10x17h13mзт (with cathodic protection). return flange- cs time of actuation 150 s, not above co-axial structure; l=298 mm; h=925 mm; nozzle edge preparation: type-1-24-1(s-24-1) dn х s,mm- 426х9 др,mm- 410(+0,63); tightening connection (inter-flange), between counter-flanges for welding to pipeline and fastener supplied in completion with equipment | qnc | 1 | Butterfly valve | 230 | pcs. шт. |  | затвор дисковый цкб к99501-400-01 маткорп=сталь нержавеющая 10х17н13м3т dn=350 p=1мпа рабср=вода морская tрабср=до 60 °с спосприсоед=межфланцевый с ответными фланцами спосупр=встроенный электропривод прив=2-пм-25 dc48-11.9/15.9 т3 pприв=0.025квт 4 н ii т 3 iii ту 3742-044-34390194-2004 | 2.исуп.9585668 | t3/iii | 1041136 | 30uma - здание турбины /turbine hall | 2020-02-20 00:00:00 | 230 | 0 | 0 | 0 | 9(ож1)/iii |  | 110.7.155.15 | 654 | 2.1811 | tu ту 3742-044-34390194-2004; r01.kk34.0.0.sr.tt.wd001; дтт | 1 |  | , Manual, Hydraulic, BS, self-operated, Pneumatic | yes |  | Acid, Acid, Acid, Aggressive water, Aggressive water, Aggressive water, Air, Air, Alkali, Alkali, Alkali, Alkali solution, Ammonia, Ammonia solution, Blowdown water, Boric acid solution, Boric acid solution, Boric acid solution, Boric acid solution, Boric acid solution, Boric acid solution, Boric acid solution, Boric concentrate, Boric concentrate, bottoms liquid, caustic soda, Chemical, Chilled water, Chilled water, coagulant, coagulant solution, Compressed air, Condensate, Condensate, Condensate, Condensate, Condensate, Condensate, Decontamination solution, Decontamination solution, Desalted water, Desalted water, Distillate, Distillate, Ethanolamine solution, Feed water, Feed water, Gas, Gas mixture, Gas mixture, Hydrazine hydrate, Hydrazine solution, Hydrogen, LCQ-2 filter regeneration solutions, Mains water, Mains water, Nitric acid, Nitric acid solution, Nitrogen, Nitrogen, oil, Overheated water, oxygen, phosphate solution, primary coolant, primary coolant, primary coolant, primary coolant, Pulp, radioactive gas, radioactive gas, radioactive gas, radioactive gas, radioactive liquid, reagents, reagents, Sea water, slime, slurry water, Sodium hydroxide, Steam, Steam, Steam, Steam-air mixture, Steam-water mixture, Steam-water mixture, Steam-water mixture, sulphuric acid, sulphuric acid, washing solution, washing solution, washing solution, washing solution, Zinc Compound Solution, Water, Water, Water, Water, Water, Water, Water, Water, Water, Water, Water, Water, Water, Water, Water, Water, Water, Water, Water, Water, Water, Water, Water, Water, drainage | [5 empty] | yes
19 | цкб п99199-300 dn 300.0 mm pd 1.0 mpa td 60 oc морская вода/see water dn 300.0 мм рр 1.0 мпа тр 60 ос | 30pas25aa001 | carbon steel with an insert. counter flange -carbon steelCSер.SS с вкладышем | , 4/ ii | вне оболочки; среда-морская вода; tср 25 с, не более; l=206 мм; h=640 мм; разделка кромок патрубков: тип разделки- 1-24-1(с-24-1) dn х s,мм- 325х8 др,мм- 311(+0,52); конструкция соосная; стяжное (межфланцевое), между ответными фланцами под приварку к трубопроводу и крепежом, поставляемыми комплектно outside containment; media-sea water; time of actuation 25 s, not above; l=206 mm; h=640 mm; nozzle edge preparation: type- 1-24-1(s-24-1) dn х s,mm- 325х8 др,mm- 311(+0,52); co-axial structure; tightening connection (inter-flange), between counter-flanges for welding to pipeline and fastener supplied in completion with equipment | qnc | 1 | Butterfly valve | 112 | pcs. шт. |  | затвор дисковый цкб п99199-300 маткорп=сталь углеродистая 20 dn=300 p=1мпа рабср=вода морская спосприсоед=межфланцевый спосупр=встроенный электропривод tрасч=60 °с 4 н ii ту 3741-056-34390194-2004 | 2.исуп.9585687 | t3/iii | 1016556 | 30uma - здание турбины /turbine hall | 2020-02-20 00:00:00 | 112 | 0 | 0 | 0 | 9(ож1)/iii |  | 110.7.1011 | 655 | 2.1957 | tu ту 3741-056-34390194-2004; r01.kk34.0.0.sr.tt.wd001; дтт | 1 |  | , Manual, Hydraulic, BS, self-operated, Pneumatic | yes |  | Acid, Acid, Acid, Aggressive water, Aggressive water, Aggressive water, Air, Air, Alkali, Alkali, Alkali, Alkali solution, Ammonia, Ammonia solution, Blowdown water, Boric acid solution, Boric acid solution, Boric acid solution, Boric acid solution, Boric acid solution, Boric acid solution, Boric acid solution, Boric concentrate, Boric concentrate, bottoms liquid, caustic soda, Chemical, Chilled water, Chilled water, coagulant, coagulant solution, Compressed air, Condensate, Condensate, Condensate, Condensate, Condensate, Condensate, Decontamination solution, Decontamination solution, Desalted water, Desalted water, Distillate, Distillate, Ethanolamine solution, Feed water, Feed water, Gas, Gas mixture, Gas mixture, Hydrazine hydrate, Hydrazine solution, Hydrogen, LCQ-2 filter regeneration solutions, Mains water, Mains water, Nitric acid, Nitric acid solution, Nitrogen, Nitrogen, oil, Overheated water, oxygen, phosphate solution, primary coolant, primary coolant, primary coolant, primary coolant, Pulp, radioactive gas, radioactive gas, radioactive gas, radioactive gas, radioactive liquid, reagents, reagents, Sea water, slime, slurry water, Sodium hydroxide, Steam, Steam, Steam, Steam-air mixture, Steam-water mixture, Steam-water mixture, Steam-water mixture, sulphuric acid, sulphuric acid, washing solution, washing solution, washing solution, washing solution, Zinc Compound Solution, Water, Water, Water, Water, Water, Water, Water, Water, Water, Water, Water, Water, Water, Water, Water, Water, Water, Water, Water, Water, Water, Water, Water, Water, drainage | [5 empty] | yes
20 | цкб п99199-200-01 dn 200.0 mm pd 1.0 mpa td 60 oc морская вода/see water dn 200.0 мм рр 1.0 мпа тр 60 ос | 30pas26aa001 | carbon steel with an insert. counter flange -carbon steelCSер.SS с вкладышем | , 4/ ii | вне оболочки; среда-морская вода; tср 25 с, не более; l=186 мм; h= 530 мм; разделка кромок патрубков: тип разделки-1-24-1(с-24-1) dn х s,мм- 219х7 др,мм- 208(+0,46); конструкция соосная; стяжное (межфланцевое), между ответными фланцами под приварку к трубопроводу и крепежом, поставляемыми комплектно outside containment; media-sea water; time of actuation 25 s, not above; l=186 mm; h= 530 mm; nozzle edge preparation: type-1-24-1(s-24-1) dn х s,mm- 219х7 др,mm- 208(+0,46); co-axial structure; tightening connection (inter-flange), between counter-flanges for welding to pipeline and fastener supplied in completion with equipment | qnc | 1 | Butterfly valve | 73 | pcs. шт. |  | затвор дисковый цкб п99199-200-01 маткорп=сталь углеродистая 25л dn=200 p=1мпа рабср=вода морская tрабср=до 60°с спосприсоед=межфланцевый спосупр=встроенный электропривод прив=мэоф-100/25-0.25м-97ка pприв=0.25квт 4 н iiб ту 3741-056-34390194-2004 | 2.исуп.9585691 | t3/iii | 1041416 | 30uma - здание турбины /turbine hall | 2020-02-20 00:00:00 | 73 | 0 | 0 | 0 | 9(ож1)/iii |  | 110.7.1012 | 656 | 2.1959 | tu ту 3741-056-34390194-2004; r01.kk34.0.0.sr.tt.wd001; дтт | 1 |  | , Manual, Hydraulic, BS, self-operated, Pneumatic | yes |  | Acid, Acid, Acid, Aggressive water, Aggressive water, Aggressive water, Air, Air, Alkali, Alkali, Alkali, Alkali solution, Ammonia, Ammonia solution, Blowdown water, Boric acid solution, Boric acid solution, Boric acid solution, Boric acid solution, Boric acid solution, Boric acid solution, Boric acid solution, Boric concentrate, Boric concentrate, bottoms liquid, caustic soda, Chemical, Chilled water, Chilled water, coagulant, coagulant solution, Compressed air, Condensate, Condensate, Condensate, Condensate, Condensate, Condensate, Decontamination solution, Decontamination solution, Desalted water, Desalted water, Distillate, Distillate, Ethanolamine solution, Feed water, Feed water, Gas, Gas mixture, Gas mixture, Hydrazine hydrate, Hydrazine solution, Hydrogen, LCQ-2 filter regeneration solutions, Mains water, Mains water, Nitric acid, Nitric acid solution, Nitrogen, Nitrogen, oil, Overheated water, oxygen, phosphate solution, primary coolant, primary coolant, primary coolant, primary coolant, Pulp, radioactive gas, radioactive gas, radioactive gas, radioactive gas, radioactive liquid, reagents, reagents, Sea water, slime, slurry water, Sodium hydroxide, Steam, Steam, Steam, Steam-air mixture, Steam-water mixture, Steam-water mixture, Steam-water mixture, sulphuric acid, sulphuric acid, washing solution, washing solution, washing solution, washing solution, Zinc Compound Solution, Water, Water, Water, Water, Water, Water, Water, Water, Water, Water, Water, Water, Water, Water, Water, Water, Water, Water, Water, Water, Water, Water, Water, Water, drainage | [5 empty] | yes
21 | цкб п99199-200-01 dn 200.0 mm pd 1.0 mpa td 60 oc морская вода/see water dn 200.0 мм рр 1.0 мпа тр 60 ос | 30pas27aa001 | carbon steel with an insert. counter flange -carbon steelCSер.SS с вкладышем | , 4/ ii | вне оболочки; среда-морская вода; tср 25 с, не более; l=186 мм; h= 530 мм; разделка кромок патрубков: тип разделки-1-24-1(с-24-1) dn х s,мм- 219х7 др,мм- 208(+0,46); конструкция соосная; стяжное (межфланцевое), между ответными фланцами под приварку к трубопроводу и крепежом, поставляемыми комплектно outside containment; media-sea water; time of actuation 25 s, not above; l=186 mm; h= 530 mm; nozzle edge preparation: type-1-24-1(s-24-1) dn х s,mm- 219х7 др,mm- 208(+0,46); co-axial structure; tightening connection (inter-flange), between counter-flanges for welding to pipeline and fastener supplied in completion with equipment | qnc | 1 | Butterfly valve | 73 | pcs. шт. |  | затвор дисковый цкб п99199-200-01 маткорп=сталь углеродистая 25л dn=200 p=1мпа рабср=вода морская tрабср=до 60°с спосприсоед=межфланцевый спосупр=встроенный электропривод прив=мэоф-100/25-0.25м-97ка pприв=0.25квт 4 н iiб ту 3741-056-34390194-2004 | 2.исуп.9585695 | t3/iii | 1041416 | 30uma - здание турбины /turbine hall | 2020-02-20 00:00:00 | 73 | 0 | 0 | 0 | 9(ож1)/iii |  | 110.7.1012 | 657 | 2.1959 | tu ту 3741-056-34390194-2004; r01.kk34.0.0.sr.tt.wd001; дтт | 1 |  | , Manual, Hydraulic, BS, self-operated, Pneumatic | yes |  | Acid, Acid, Acid, Aggressive water, Aggressive water, Aggressive water, Air, Air, Alkali, Alkali, Alkali, Alkali solution, Ammonia, Ammonia solution, Blowdown water, Boric acid solution, Boric acid solution, Boric acid solution, Boric acid solution, Boric acid solution, Boric acid solution, Boric acid solution, Boric concentrate, Boric concentrate, bottoms liquid, caustic soda, Chemical, Chilled water, Chilled water, coagulant, coagulant solution, Compressed air, Condensate, Condensate, Condensate, Condensate, Condensate, Condensate, Decontamination solution, Decontamination solution, Desalted water, Desalted water, Distillate, Distillate, Ethanolamine solution, Feed water, Feed water, Gas, Gas mixture, Gas mixture, Hydrazine hydrate, Hydrazine solution, Hydrogen, LCQ-2 filter regeneration solutions, Mains water, Mains water, Nitric acid, Nitric acid solution, Nitrogen, Nitrogen, oil, Overheated water, oxygen, phosphate solution, primary coolant, primary coolant, primary coolant, primary coolant, Pulp, radioactive gas, radioactive gas, radioactive gas, radioactive gas, radioactive liquid, reagents, reagents, Sea water, slime, slurry water, Sodium hydroxide, Steam, Steam, Steam, Steam-air mixture, Steam-water mixture, Steam-water mixture, Steam-water mixture, sulphuric acid, sulphuric acid, washing solution, washing solution, washing solution, washing solution, Zinc Compound Solution, Water, Water, Water, Water, Water, Water, Water, Water, Water, Water, Water, Water, Water, Water, Water, Water, Water, Water, Water, Water, Water, Water, Water, Water, drainage | [5 empty] | yes
22 | цкб п99199-150-01 dn 150.0 mm pd 1.0 mpa td 60 oc вода промконтура / intermediate circuit water dn 150.0 мм рр 1.0 мпа тр 60 ос | 30pgb21aa101 | carbon steel with protection flanges - carbon steelCSер.SS с вкладышем ответные фланцы- CS. SS | , 4/ ii | вне оболочки; по типу - с замком; конструкция соосная; l=176 мм; h=330 мм; разделка кромок патрубков:тип разделки- 1-23 (с-23) dn х s,мм- 159x5 др,мм- 151(+0,4); среда - вода промконтура с добавлением тринатрий фосфата; стяжное (межфланцевое), между ответными фланцами под приварку к трубопроводу и крепежом, поставляемыми комплектно outside containment; as per type - with lock; co-axial structure; l=176 mm; h=330 mm; nozzle edge preparation:type- 1-23 (s-23) dn х s,mm- 159x5 др,mm- 151(+0,4); media - waterintermediate circuit with addition oftrisodium phosphate. tightening connection (inter-flange), between counter-flanges for welding to pipeline and fastener supplied in completion with equipment | qnc | 1 | Butterfly valve | 38 | pcs. шт. |  | затвор дисковый цкб п99199-150-01 маткорп=сплав титановый dn=150 p=1мпа рабср=вода морская спосприсоед=межфланцевый спосупр=привод ручной tрасч=60 °с 4 н ii ту 3741-056-34390194-2004 | 2.исуп.9591197 | t3/iii | 1016557 | 30uma - здание турбины /turbine hall | 2020-01-21 00:00:00 | 38 | 0 | 0 | 0 | 9(ож1)/iii |  | 110.7.156.5 | 658 | 2.2512 | tu 3741-056-34390194-2004 ту 3741-056-34390194-2004; r01.kk34.0.0.sr.tt.wd001; дтт | 1 |  | , Manual, Hydraulic, BS, self-operated, Pneumatic | yes |  | Acid, Acid, Acid, Aggressive water, Aggressive water, Aggressive water, Air, Air, Alkali, Alkali, Alkali, Alkali solution, Ammonia, Ammonia solution, Blowdown water, Boric acid solution, Boric acid solution, Boric acid solution, Boric acid solution, Boric acid solution, Boric acid solution, Boric acid solution, Boric concentrate, Boric concentrate, bottoms liquid, caustic soda, Chemical, Chilled water, Chilled water, coagulant, coagulant solution, Compressed air, Condensate, Condensate, Condensate, Condensate, Condensate, Condensate, Decontamination solution, Decontamination solution, Desalted water, Desalted water, Distillate, Distillate, Ethanolamine solution, Feed water, Feed water, Gas, Gas mixture, Gas mixture, Hydrazine hydrate, Hydrazine solution, Hydrogen, LCQ-2 filter regeneration solutions, Mains water, Mains water, Nitric acid, Nitric acid solution, Nitrogen, Nitrogen, oil, Overheated water, oxygen, phosphate solution, primary coolant, primary coolant, primary coolant, primary coolant, Pulp, radioactive gas, radioactive gas, radioactive gas, radioactive gas, radioactive liquid, reagents, reagents, Sea water, slime, slurry water, Sodium hydroxide, Steam, Steam, Steam, Steam-air mixture, Steam-water mixture, Steam-water mixture, Steam-water mixture, sulphuric acid, sulphuric acid, washing solution, washing solution, washing solution, washing solution, Zinc Compound Solution, Water, Water, Water, Water, Water, Water, Water, Water, Water, Water, Water, Water, Water, Water, Water, Water, Water, Water, Water, Water, Water, Water, Water, Water, drainage | [5 empty] | yes
23 | цкб п99199-150-01 dn 150.0 mm pd 1.0 mpa td 60 oc вода промконтура / intermediate circuit water dn 150.0 мм рр 1.0 мпа тр 60 ос | 30pgb21aa103 | carbon steel with protection flanges - carbon steelCSер.SS с вкладышем ответные фланцы- CS. SS | , 4/ ii | вне оболочки; по типу - с замком; конструкция соосная; l=176 мм; h=330 мм; разделка кромок патрубков:тип разделки- 1-23 (с-23) dn х s,мм- 159x5 др,мм- 151(+0,4); среда - вода промконтура с добавлением тринатрий фосфата; стяжное (межфланцевое), между ответными фланцами под приварку к трубопроводу и крепежом, поставляемыми комплектно outside containment; as per type - with lock; co-axial structure; l=176 mm; h=330 mm; nozzle edge preparation:type- 1-23 (s-23) dn х s,mm- 159x5 др,mm- 151(+0,4); media - waterintermediate circuit with addition oftrisodium phosphate. tightening connection (inter-flange), between counter-flanges for welding to pipeline and fastener supplied in completion with equipment | qnc | 1 | Butterfly valve | 38 | pcs. шт. |  | затвор дисковый цкб п99199-150-01 маткорп=сплав титановый dn=150 p=1мпа рабср=вода морская спосприсоед=межфланцевый спосупр=привод ручной tрасч=60 °с 4 н ii ту 3741-056-34390194-2004 | 2.исуп.9591201 | t3/iii | 1016557 | 30uma - здание турбины /turbine hall | 2020-01-21 00:00:00 | 38 | 0 | 0 | 0 | 9(ож1)/iii |  | 110.7.156.5 | 659 | 2.2512 | tu 3741-056-34390194-2004 ту 3741-056-34390194-2004; r01.kk34.0.0.sr.tt.wd001; дтт | 1 |  | , Manual, Hydraulic, BS, self-operated, Pneumatic | yes |  | Acid, Acid, Acid, Aggressive water, Aggressive water, Aggressive water, Air, Air, Alkali, Alkali, Alkali, Alkali solution, Ammonia, Ammonia solution, Blowdown water, Boric acid solution, Boric acid solution, Boric acid solution, Boric acid solution, Boric acid solution, Boric acid solution, Boric acid solution, Boric concentrate, Boric concentrate, bottoms liquid, caustic soda, Chemical, Chilled water, Chilled water, coagulant, coagulant solution, Compressed air, Condensate, Condensate, Condensate, Condensate, Condensate, Condensate, Decontamination solution, Decontamination solution, Desalted water, Desalted water, Distillate, Distillate, Ethanolamine solution, Feed water, Feed water, Gas, Gas mixture, Gas mixture, Hydrazine hydrate, Hydrazine solution, Hydrogen, LCQ-2 filter regeneration solutions, Mains water, Mains water, Nitric acid, Nitric acid solution, Nitrogen, Nitrogen, oil, Overheated water, oxygen, phosphate solution, primary coolant, primary coolant, primary coolant, primary coolant, Pulp, radioactive gas, radioactive gas, radioactive gas, radioactive gas, radioactive liquid, reagents, reagents, Sea water, slime, slurry water, Sodium hydroxide, Steam, Steam, Steam, Steam-air mixture, Steam-water mixture, Steam-water mixture, Steam-water mixture, sulphuric acid, sulphuric acid, washing solution, washing solution, washing solution, washing solution, Zinc Compound Solution, Water, Water, Water, Water, Water, Water, Water, Water, Water, Water, Water, Water, Water, Water, Water, Water, Water, Water, Water, Water, Water, Water, Water, Water, drainage | [5 empty] | yes
24 | цкб п99199-150-01 dn 150.0 mm pd 1.0 mpa td 60 oc вода промконтура / intermediate circuit water dn 150.0 мм рр 1.0 мпа тр 60 ос | 30pgb22aa101 | carbon steel with protection flanges - carbon steelCSер.SS с вкладышем ответные фланцы- CS. SS | , 4/ ii | вне оболочки; по типу - с замком; конструкция соосная; l=176 мм; h=330 мм; разделка кромок патрубков:тип разделки- 1-23 (с-23) dn х s,мм- 159x5 др,мм- 151(+0,4); среда - вода промконтура с добавлением тринатрий фосфата; стяжное (межфланцевое), между ответными фланцами под приварку к трубопроводу и крепежом, поставляемыми комплектно outside containment; as per type - with lock; co-axial structure; l=176 mm; h=330 mm; nozzle edge preparation:type- 1-23 (s-23) dn х s,mm- 159x5 др,mm- 151(+0,4); media - waterintermediate circuit with addition oftrisodium phosphate. tightening connection (inter-flange), between counter-flanges for welding to pipeline and fastener supplied in completion with equipment | qnc | 1 | Butterfly valve | 38 | pcs. шт. |  | затвор дисковый цкб п99199-150-01 маткорп=сплав титановый dn=150 p=1мпа рабср=вода морская спосприсоед=межфланцевый спосупр=привод ручной tрасч=60 °с 4 н ii ту 3741-056-34390194-2004 | 2.исуп.9591205 | t3/iii | 1016557 | 30uma - здание турбины /turbine hall | 2020-01-21 00:00:00 | 38 | 0 | 0 | 0 | 9(ож1)/iii |  | 110.7.156.5 | 660 | 2.2512 | tu 3741-056-34390194-2004 ту 3741-056-34390194-2004; r01.kk34.0.0.sr.tt.wd001; дтт | 1 |  | , Manual, Hydraulic, BS, self-operated, Pneumatic | yes |  | Acid, Acid, Acid, Aggressive water, Aggressive water, Aggressive water, Air, Air, Alkali, Alkali, Alkali, Alkali solution, Ammonia, Ammonia solution, Blowdown water, Boric acid solution, Boric acid solution, Boric acid solution, Boric acid solution, Boric acid solution, Boric acid solution, Boric acid solution, Boric concentrate, Boric concentrate, bottoms liquid, caustic soda, Chemical, Chilled water, Chilled water, coagulant, coagulant solution, Compressed air, Condensate, Condensate, Condensate, Condensate, Condensate, Condensate, Decontamination solution, Decontamination solution, Desalted water, Desalted water, Distillate, Distillate, Ethanolamine solution, Feed water, Feed water, Gas, Gas mixture, Gas mixture, Hydrazine hydrate, Hydrazine solution, Hydrogen, LCQ-2 filter regeneration solutions, Mains water, Mains water, Nitric acid, Nitric acid solution, Nitrogen, Nitrogen, oil, Overheated water, oxygen, phosphate solution, primary coolant, primary coolant, primary coolant, primary coolant, Pulp, radioactive gas, radioactive gas, radioactive gas, radioactive gas, radioactive liquid, reagents, reagents, Sea water, slime, slurry water, Sodium hydroxide, Steam, Steam, Steam, Steam-air mixture, Steam-water mixture, Steam-water mixture, Steam-water mixture, sulphuric acid, sulphuric acid, washing solution, washing solution, washing solution, washing solution, Zinc Compound Solution, Water, Water, Water, Water, Water, Water, Water, Water, Water, Water, Water, Water, Water, Water, Water, Water, Water, Water, Water, Water, Water, Water, Water, Water, drainage | [5 empty] | yes
25 | цкб п99199-150-01 dn 150.0 mm pd 1.0 mpa td 60 oc вода промконтура / intermediate circuit water dn 150.0 мм рр 1.0 мпа тр 60 ос | 30pgb22aa103 | carbon steel with protection flanges - carbon steelCSер.SS с вкладышем ответные фланцы- CS. SS | , 4/ ii | вне оболочки; по типу - с замком; конструкция соосная; l=176 мм; h=330 мм; разделка кромок патрубков:тип разделки- 1-23 (с-23) dn х s,мм- 159x5 др,мм- 151(+0,4); среда - вода промконтура с добавлением тринатрий фосфата; стяжное (межфланцевое), между ответными фланцами под приварку к трубопроводу и крепежом, поставляемыми комплектно outside containment; as per type - with lock; co-axial structure; l=176 mm; h=330 mm; nozzle edge preparation:type- 1-23 (s-23) dn х s,mm- 159x5 др,mm- 151(+0,4); media - waterintermediate circuit with addition oftrisodium phosphate. tightening connection (inter-flange), between counter-flanges for welding to pipeline and fastener supplied in completion with equipment | qnc | 1 | Butterfly valve | 38 | pcs. шт. |  | затвор дисковый цкб п99199-150-01 маткорп=сплав титановый dn=150 p=1мпа рабср=вода морская спосприсоед=межфланцевый спосупр=привод ручной tрасч=60 °с 4 н ii ту 3741-056-34390194-2004 | 2.исуп.9591209 | t3/iii | 1016557 | 30uma - здание турбины /turbine hall | 2020-01-21 00:00:00 | 38 | 0 | 0 | 0 | 9(ож1)/iii |  | 110.7.156.5 | 661 | 2.2512 | tu 3741-056-34390194-2004 ту 3741-056-34390194-2004; r01.kk34.0.0.sr.tt.wd001; дтт | 1 |  | , Manual, Hydraulic, BS, self-operated, Pneumatic | yes |  | Acid, Acid, Acid, Aggressive water, Aggressive water, Aggressive water, Air, Air, Alkali, Alkali, Alkali, Alkali solution, Ammonia, Ammonia solution, Blowdown water, Boric acid solution, Boric acid solution, Boric acid solution, Boric acid solution, Boric acid solution, Boric acid solution, Boric acid solution, Boric concentrate, Boric concentrate, bottoms liquid, caustic soda, Chemical, Chilled water, Chilled water, coagulant, coagulant solution, Compressed air, Condensate, Condensate, Condensate, Condensate, Condensate, Condensate, Decontamination solution, Decontamination solution, Desalted water, Desalted water, Distillate, Distillate, Ethanolamine solution, Feed water, Feed water, Gas, Gas mixture, Gas mixture, Hydrazine hydrate, Hydrazine solution, Hydrogen, LCQ-2 filter regeneration solutions, Mains water, Mains water, Nitric acid, Nitric acid solution, Nitrogen, Nitrogen, oil, Overheated water, oxygen, phosphate solution, primary coolant, primary coolant, primary coolant, primary coolant, Pulp, radioactive gas, radioactive gas, radioactive gas, radioactive gas, radioactive liquid, reagents, reagents, Sea water, slime, slurry water, Sodium hydroxide, Steam, Steam, Steam, Steam-air mixture, Steam-water mixture, Steam-water mixture, Steam-water mixture, sulphuric acid, sulphuric acid, washing solution, washing solution, washing solution, washing solution, Zinc Compound Solution, Water, Water, Water, Water, Water, Water, Water, Water, Water, Water, Water, Water, Water, Water, Water, Water, Water, Water, Water, Water, Water, Water, Water, Water, drainage | [5 empty] | yes
26 | цкб к99195-500 dn 500.0 mm pd 0.6 mpa td 60 oc морская вода/see water dn 500.0 мм рр 0.6 мпа тр 60 ос | 30pcb21aa001 | SS+NP | , 4/ ii | вне оболочки; ;материал -10x17h13мзт (с протекторной защитой) ответн. флан.- угл.ст; l= 287 мм, h=1030 мм; разделка кромок патрубков : тип разделки-1-24-1(с-24-1) др-516(+0,7) мм dn х s-530x8 мм; конструкция соосная; tср 75 с, не более; стяжное (межфланцевое), между ответными фланцами под приварку к трубопроводу и крепежом, поставляемыми комплектно outside containment; ;material -10x17h13mзт (with cathodic protection) return flange- cs l= 287 mm, h=1030 mm; nozzle edge preparation : type-1-24-1(s-24-1) др-516(+0,7) mm dn х s-530x8 mm; co-axial structure; time of actuation 75 s, not above;tightening connection (inter-flange), between counter-flanges for welding to pipeline and fastener supplied in completion with equipment | qnc | 1 | Butterfly valve | 400 | pcs. шт. |  | затвор дисковый цкб к99195-500 маткорп=сталь углеродистая dn=500 p=0.6мпа рабср=вода морская tрабср=до 60°с спосприсоед=межфланцевый с ответными фланцами спосупр=встроенный электропривод прив=2-па-16 pприв=0.18квт 4 н iiб т 3 iii ту 3742-044-34390194-2004 | 2.исуп.9591588 | t3/iii | 1020591 | 30uqa-основная насосная станция /main pumping station | 2020-02-26 00:00:00 | 400 | 0 | 0 | 0 | 9(ож1)/iii |  | 110.7.155.8 | 662 | 2.1803 | tu ту 3742-044-34390194-2004; r01.kk34.0.0.sr.tt.wd001; дтт | 1 |  | , Manual, Hydraulic, BS, self-operated, Pneumatic | yes |  | Acid, Acid, Acid, Aggressive water, Aggressive water, Aggressive water, Air, Air, Alkali, Alkali, Alkali, Alkali solution, Ammonia, Ammonia solution, Blowdown water, Boric acid solution, Boric acid solution, Boric acid solution, Boric acid solution, Boric acid solution, Boric acid solution, Boric acid solution, Boric concentrate, Boric concentrate, bottoms liquid, caustic soda, Chemical, Chilled water, Chilled water, coagulant, coagulant solution, Compressed air, Condensate, Condensate, Condensate, Condensate, Condensate, Condensate, Decontamination solution, Decontamination solution, Desalted water, Desalted water, Distillate, Distillate, Ethanolamine solution, Feed water, Feed water, Gas, Gas mixture, Gas mixture, Hydrazine hydrate, Hydrazine solution, Hydrogen, LCQ-2 filter regeneration solutions, Mains water, Mains water, Nitric acid, Nitric acid solution, Nitrogen, Nitrogen, oil, Overheated water, oxygen, phosphate solution, primary coolant, primary coolant, primary coolant, primary coolant, Pulp, radioactive gas, radioactive gas, radioactive gas, radioactive gas, radioactive liquid, reagents, reagents, Sea water, slime, slurry water, Sodium hydroxide, Steam, Steam, Steam, Steam-air mixture, Steam-water mixture, Steam-water mixture, Steam-water mixture, sulphuric acid, sulphuric acid, washing solution, washing solution, washing solution, washing solution, Zinc Compound Solution, Water, Water, Water, Water, Water, Water, Water, Water, Water, Water, Water, Water, Water, Water, Water, Water, Water, Water, Water, Water, Water, Water, Water, Water, drainage | [5 empty] | yes
27 | цкб к99195-500 dn 500.0 mm pd 0.6 mpa td 60 oc морская вода/see water dn 500.0 мм рр 0.6 мпа тр 60 ос | 30pcb22aa001 | SS+NP | , 4/ ii | вне оболочки; ;материал -10x17h13мзт (с протекторной защитой) ответн. флан.- угл.ст; l= 287 мм, h=1030 мм; разделка кромок патрубков : тип разделки-1-24-1(с-24-1) др-516(+0,7) мм dn х s-530x8 мм; конструкция соосная; tср 75 с, не более; стяжное (межфланцевое), между ответными фланцами под приварку к трубопроводу и крепежом, поставляемыми комплектно outside containment; ;material -10x17h13mзт (with cathodic protection) return flange- cs l= 287 mm, h=1030 mm; nozzle edge preparation : type-1-24-1(s-24-1) др-516(+0,7) mm dn х s-530x8 mm; co-axial structure; time of actuation 75 s, not above;tightening connection (inter-flange), between counter-flanges for welding to pipeline and fastener supplied in completion with equipment | qnc | 1 | Butterfly valve | 400 | pcs. шт. |  | затвор дисковый цкб к99195-500 маткорп=сталь углеродистая dn=500 p=0.6мпа рабср=вода морская tрабср=до 60°с спосприсоед=межфланцевый с ответными фланцами спосупр=встроенный электропривод прив=2-па-16 pприв=0.18квт 4 н iiб т 3 iii ту 3742-044-34390194-2004 | 2.исуп.9591592 | t3/iii | 1020591 | 30uqa-основная насосная станция /main pumping station | 2020-02-26 00:00:00 | 400 | 0 | 0 | 0 | 9(ож1)/iii |  | 110.7.155.8 | 663 | 2.1803 | tu ту 3742-044-34390194-2004; r01.kk34.0.0.sr.tt.wd001; дтт | 1 |  | , Manual, Hydraulic, BS, self-operated, Pneumatic | yes |  | Acid, Acid, Acid, Aggressive water, Aggressive water, Aggressive water, Air, Air, Alkali, Alkali, Alkali, Alkali solution, Ammonia, Ammonia solution, Blowdown water, Boric acid solution, Boric acid solution, Boric acid solution, Boric acid solution, Boric acid solution, Boric acid solution, Boric acid solution, Boric concentrate, Boric concentrate, bottoms liquid, caustic soda, Chemical, Chilled water, Chilled water, coagulant, coagulant solution, Compressed air, Condensate, Condensate, Condensate, Condensate, Condensate, Condensate, Decontamination solution, Decontamination solution, Desalted water, Desalted water, Distillate, Distillate, Ethanolamine solution, Feed water, Feed water, Gas, Gas mixture, Gas mixture, Hydrazine hydrate, Hydrazine solution, Hydrogen, LCQ-2 filter regeneration solutions, Mains water, Mains water, Nitric acid, Nitric acid solution, Nitrogen, Nitrogen, oil, Overheated water, oxygen, phosphate solution, primary coolant, primary coolant, primary coolant, primary coolant, Pulp, radioactive gas, radioactive gas, radioactive gas, radioactive gas, radioactive liquid, reagents, reagents, Sea water, slime, slurry water, Sodium hydroxide, Steam, Steam, Steam, Steam-air mixture, Steam-water mixture, Steam-water mixture, Steam-water mixture, sulphuric acid, sulphuric acid, washing solution, washing solution, washing solution, washing solution, Zinc Compound Solution, Water, Water, Water, Water, Water, Water, Water, Water, Water, Water, Water, Water, Water, Water, Water, Water, Water, Water, Water, Water, Water, Water, Water, Water, drainage | [5 empty] | yes
28 | цкб к99195-500 dn 500.0 mm pd 0.6 mpa td 60 oc морская вода/see water dn 500.0 мм рр 0.6 мпа тр 60 ос | 30pcb23aa001 | SS+NP | , 4/ ii | вне оболочки; ;материал -10x17h13мзт (с протекторной защитой) ответн. флан.- угл.ст; l= 287 мм, h=1030 мм; разделка кромок патрубков : тип разделки-1-24-1(с-24-1) др-516(+0,7) мм dn х s-530x8 мм; конструкция соосная; tср 75 с, не более; стяжное (межфланцевое), между ответными фланцами под приварку к трубопроводу и крепежом, поставляемыми комплектно outside containment; ;material -10x17h13mзт (with cathodic protection) return flange- cs l= 287 mm, h=1030 mm; nozzle edge preparation : type-1-24-1(s-24-1) др-516(+0,7) mm dn х s-530x8 mm; co-axial structure; time of actuation 75 s, not above;tightening connection (inter-flange), between counter-flanges for welding to pipeline and fastener supplied in completion with equipment | qnc | 1 | Butterfly valve | 400 | pcs. шт. |  | затвор дисковый цкб к99195-500 маткорп=сталь углеродистая dn=500 p=0.6мпа рабср=вода морская tрабср=до 60°с спосприсоед=межфланцевый с ответными фланцами спосупр=встроенный электропривод прив=2-па-16 pприв=0.18квт 4 н iiб т 3 iii ту 3742-044-34390194-2004 | 2.исуп.9591596 | t3/iii | 1020591 | 30uqa-основная насосная станция /main pumping station | 2020-02-26 00:00:00 | 400 | 0 | 0 | 0 | 9(ож1)/iii |  | 110.7.155.8 | 664 | 2.1803 | tu ту 3742-044-34390194-2004; r01.kk34.0.0.sr.tt.wd001; дтт | 1 |  | , Manual, Hydraulic, BS, self-operated, Pneumatic | yes |  | Acid, Acid, Acid, Aggressive water, Aggressive water, Aggressive water, Air, Air, Alkali, Alkali, Alkali, Alkali solution, Ammonia, Ammonia solution, Blowdown water, Boric acid solution, Boric acid solution, Boric acid solution, Boric acid solution, Boric acid solution, Boric acid solution, Boric acid solution, Boric concentrate, Boric concentrate, bottoms liquid, caustic soda, Chemical, Chilled water, Chilled water, coagulant, coagulant solution, Compressed air, Condensate, Condensate, Condensate, Condensate, Condensate, Condensate, Decontamination solution, Decontamination solution, Desalted water, Desalted water, Distillate, Distillate, Ethanolamine solution, Feed water, Feed water, Gas, Gas mixture, Gas mixture, Hydrazine hydrate, Hydrazine solution, Hydrogen, LCQ-2 filter regeneration solutions, Mains water, Mains water, Nitric acid, Nitric acid solution, Nitrogen, Nitrogen, oil, Overheated water, oxygen, phosphate solution, primary coolant, primary coolant, primary coolant, primary coolant, Pulp, radioactive gas, radioactive gas, radioactive gas, radioactive gas, radioactive liquid, reagents, reagents, Sea water, slime, slurry water, Sodium hydroxide, Steam, Steam, Steam, Steam-air mixture, Steam-water mixture, Steam-water mixture, Steam-water mixture, sulphuric acid, sulphuric acid, washing solution, washing solution, washing solution, washing solution, Zinc Compound Solution, Water, Water, Water, Water, Water, Water, Water, Water, Water, Water, Water, Water, Water, Water, Water, Water, Water, Water, Water, Water, Water, Water, Water, Water, drainage | [5 empty] | yes
29 | цкб к99195-500 dn 500.0 mm pd 0.6 mpa td 60 oc морская вода/see water dn 500.0 мм рр 0.6 мпа тр 60 ос | 30pcb21aa002 | SS+NP | , 4/ ii | вне оболочки; ;материал -10x17h13мзт (с протекторной защитой) ответн. флан.- угл.ст; l= 287 мм, h= 1030 мм; разделка кромок патрубков : тип разделки-1-24-1(с-24-1) др-516(+0,7) мм dn х s-530x8 мм; конструкция соосная; концевые и моментные выключатели э/п: u - от 24 до 48 в; i - от 1 до 400 ма; эмс по гост 32137-2013 - iii «а»; n 0,18 квт, t 75 с; стяжное (межфланцевое), между ответными фланцами под приварку к трубопроводу и крепежом, поставляемыми комплектно outside containment; ;material -10x17h13mзт (with cathodic protection) return flange- cs l= 287 mm, h= 1030 mm; nozzle edge preparation : type-1-24-1(s-24-1) др-516(+0,7) mm dn х s-530x8 mm; co-axial structure; limit and moment switch actuator: u - from 24 upto 48 v; i - from 1 upto 400 mа; emc as per gost 32137-2013 - iii «а»; n 0,18 kw, t 75 s; tightening connection (inter-flange), between counter-flanges for welding to pipeline and fastener supplied in completion with equipment | qnc | 1 | Butterfly valve | 400 | pcs. шт. |  | затвор дисковый цкб к99195-500 маткорп=сталь углеродистая dn=500 p=0.6мпа рабср=вода морская tрабср=до 60°с спосприсоед=межфланцевый с ответными фланцами спосупр=встроенный электропривод прив=2-па-16 pприв=0.18квт 4 н iiб т 3 iii ту 3742-044-34390194-2004 | 2.исуп.9591600 | t3/iii | 1020591 | 30uqa-основная насосная станция /main pumping station | 2020-02-26 00:00:00 | 400 | 0 | 0 | 0 | 9(ож1)/iii |  | 110.7.155.9 | 665 | 2.1805 | tu ту 3742-044-34390194-2004; r01.kk34.0.0.sr.tt.wd001; дтт | 1 |  | , Manual, Hydraulic, BS, self-operated, Pneumatic | yes |  | Acid, Acid, Acid, Aggressive water, Aggressive water, Aggressive water, Air, Air, Alkali, Alkali, Alkali, Alkali solution, Ammonia, Ammonia solution, Blowdown water, Boric acid solution, Boric acid solution, Boric acid solution, Boric acid solution, Boric acid solution, Boric acid solution, Boric acid solution, Boric concentrate, Boric concentrate, bottoms liquid, caustic soda, Chemical, Chilled water, Chilled water, coagulant, coagulant solution, Compressed air, Condensate, Condensate, Condensate, Condensate, Condensate, Condensate, Decontamination solution, Decontamination solution, Desalted water, Desalted water, Distillate, Distillate, Ethanolamine solution, Feed water, Feed water, Gas, Gas mixture, Gas mixture, Hydrazine hydrate, Hydrazine solution, Hydrogen, LCQ-2 filter regeneration solutions, Mains water, Mains water, Nitric acid, Nitric acid solution, Nitrogen, Nitrogen, oil, Overheated water, oxygen, phosphate solution, primary coolant, primary coolant, primary coolant, primary coolant, Pulp, radioactive gas, radioactive gas, radioactive gas, radioactive gas, radioactive liquid, reagents, reagents, Sea water, slime, slurry water, Sodium hydroxide, Steam, Steam, Steam, Steam-air mixture, Steam-water mixture, Steam-water mixture, Steam-water mixture, sulphuric acid, sulphuric acid, washing solution, washing solution, washing solution, washing solution, Zinc Compound Solution, Water, Water, Water, Water, Water, Water, Water, Water, Water, Water, Water, Water, Water, Water, Water, Water, Water, Water, Water, Water, Water, Water, Water, Water, drainage | [5 empty] | yes
30 | цкб к99195-500 dn 500.0 mm pd 0.6 mpa td 60 oc морская вода/see water dn 500.0 мм рр 0.6 мпа тр 60 ос | 30pcb22aa002 | SS+NP | , 4/ ii | вне оболочки; ;материал -10x17h13мзт (с протекторной защитой) ответн. флан.- угл.ст; l= 287 мм, h= 1030 мм; разделка кромок патрубков : тип разделки-1-24-1(с-24-1) др-516(+0,7) мм dn х s-530x8 мм; конструкция соосная; концевые и моментные выключатели э/п: u - от 24 до 48 в; i - от 1 до 400 ма; эмс по гост 32137-2013 - iii «а»; n 0,18 квт, t 75 с; стяжное (межфланцевое), между ответными фланцами под приварку к трубопроводу и крепежом, поставляемыми комплектно outside containment; ;material -10x17h13mзт (with cathodic protection) return flange- cs l= 287 mm, h= 1030 mm; nozzle edge preparation : type-1-24-1(s-24-1) др-516(+0,7) mm dn х s-530x8 mm; co-axial structure; limit and moment switch actuator: u - from 24 upto 48 v; i - from 1 upto 400 mа; emc as per gost 32137-2013 - iii «а»; n 0,18 kw, t 75 s; tightening connection (inter-flange), between counter-flanges for welding to pipeline and fastener supplied in completion with equipment | qnc | 1 | Butterfly valve | 400 | pcs. шт. |  | затвор дисковый цкб к99195-500 маткорп=сталь углеродистая dn=500 p=0.6мпа рабср=вода морская tрабср=до 60°с спосприсоед=межфланцевый с ответными фланцами спосупр=встроенный электропривод прив=2-па-16 pприв=0.18квт 4 н iiб т 3 iii ту 3742-044-34390194-2004 | 2.исуп.9591604 | t3/iii | 1020591 | 30uqa-основная насосная станция /main pumping station | 2020-02-26 00:00:00 | 400 | 0 | 0 | 0 | 9(ож1)/iii |  | 110.7.155.9 | 666 | 2.1805 | tu ту 3742-044-34390194-2004; r01.kk34.0.0.sr.tt.wd001; дтт | 1 |  | , Manual, Hydraulic, BS, self-operated, Pneumatic | yes |  | Acid, Acid, Acid, Aggressive water, Aggressive water, Aggressive water, Air, Air, Alkali, Alkali, Alkali, Alkali solution, Ammonia, Ammonia solution, Blowdown water, Boric acid solution, Boric acid solution, Boric acid solution, Boric acid solution, Boric acid solution, Boric acid solution, Boric acid solution, Boric concentrate, Boric concentrate, bottoms liquid, caustic soda, Chemical, Chilled water, Chilled water, coagulant, coagulant solution, Compressed air, Condensate, Condensate, Condensate, Condensate, Condensate, Condensate, Decontamination solution, Decontamination solution, Desalted water, Desalted water, Distillate, Distillate, Ethanolamine solution, Feed water, Feed water, Gas, Gas mixture, Gas mixture, Hydrazine hydrate, Hydrazine solution, Hydrogen, LCQ-2 filter regeneration solutions, Mains water, Mains water, Nitric acid, Nitric acid solution, Nitrogen, Nitrogen, oil, Overheated water, oxygen, phosphate solution, primary coolant, primary coolant, primary coolant, primary coolant, Pulp, radioactive gas, radioactive gas, radioactive gas, radioactive gas, radioactive liquid, reagents, reagents, Sea water, slime, slurry water, Sodium hydroxide, Steam, Steam, Steam, Steam-air mixture, Steam-water mixture, Steam-water mixture, Steam-water mixture, sulphuric acid, sulphuric acid, washing solution, washing solution, washing solution, washing solution, Zinc Compound Solution, Water, Water, Water, Water, Water, Water, Water, Water, Water, Water, Water, Water, Water, Water, Water, Water, Water, Water, Water, Water, Water, Water, Water, Water, drainage | [5 empty] | yes
31 | цкб к99195-500 dn 500.0 mm pd 0.6 mpa td 60 oc морская вода/see water dn 500.0 мм рр 0.6 мпа тр 60 ос | 30pcb23aa002 | SS+NP | , 4/ ii | вне оболочки; ;материал -10x17h13мзт (с протекторной защитой) ответн. флан.- угл.ст; l= 287 мм, h= 1030 мм; разделка кромок патрубков : тип разделки-1-24-1(с-24-1) др-516(+0,7) мм dn х s-530x8 мм; конструкция соосная; концевые и моментные выключатели э/п: u - от 24 до 48 в; i - от 1 до 400 ма; эмс по гост 32137-2013 - iii «а»; n 0,18 квт, t 75 с; стяжное (межфланцевое), между ответными фланцами под приварку к трубопроводу и крепежом, поставляемыми комплектно outside containment; ;material -10x17h13mзт (with cathodic protection) return flange- cs l= 287 mm, h= 1030 mm; nozzle edge preparation : type-1-24-1(s-24-1) др-516(+0,7) mm dn х s-530x8 mm; co-axial structure; limit and moment switch actuator: u - from 24 upto 48 v; i - from 1 upto 400 mа; emc as per gost 32137-2013 - iii «а»; n 0,18 kw, t 75 s; tightening connection (inter-flange), between counter-flanges for welding to pipeline and fastener supplied in completion with equipment | qnc | 1 | Butterfly valve | 400 | pcs. шт. |  | затвор дисковый цкб к99195-500 маткорп=сталь углеродистая dn=500 p=0.6мпа рабср=вода морская tрабср=до 60°с спосприсоед=межфланцевый с ответными фланцами спосупр=встроенный электропривод прив=2-па-16 pприв=0.18квт 4 н iiб т 3 iii ту 3742-044-34390194-2004 | 2.исуп.9591608 | t3/iii | 1020591 | 30uqa-основная насосная станция /main pumping station | 2020-02-26 00:00:00 | 400 | 0 | 0 | 0 | 9(ож1)/iii |  | 110.7.155.9 | 667 | 2.1805 | tu ту 3742-044-34390194-2004; r01.kk34.0.0.sr.tt.wd001; дтт | 1 |  | , Manual, Hydraulic, BS, self-operated, Pneumatic | yes |  | Acid, Acid, Acid, Aggressive water, Aggressive water, Aggressive water, Air, Air, Alkali, Alkali, Alkali, Alkali solution, Ammonia, Ammonia solution, Blowdown water, Boric acid solution, Boric acid solution, Boric acid solution, Boric acid solution, Boric acid solution, Boric acid solution, Boric acid solution, Boric concentrate, Boric concentrate, bottoms liquid, caustic soda, Chemical, Chilled water, Chilled water, coagulant, coagulant solution, Compressed air, Condensate, Condensate, Condensate, Condensate, Condensate, Condensate, Decontamination solution, Decontamination solution, Desalted water, Desalted water, Distillate, Distillate, Ethanolamine solution, Feed water, Feed water, Gas, Gas mixture, Gas mixture, Hydrazine hydrate, Hydrazine solution, Hydrogen, LCQ-2 filter regeneration solutions, Mains water, Mains water, Nitric acid, Nitric acid solution, Nitrogen, Nitrogen, oil, Overheated water, oxygen, phosphate solution, primary coolant, primary coolant, primary coolant, primary coolant, Pulp, radioactive gas, radioactive gas, radioactive gas, radioactive gas, radioactive liquid, reagents, reagents, Sea water, slime, slurry water, Sodium hydroxide, Steam, Steam, Steam, Steam-air mixture, Steam-water mixture, Steam-water mixture, Steam-water mixture, sulphuric acid, sulphuric acid, washing solution, washing solution, washing solution, washing solution, Zinc Compound Solution, Water, Water, Water, Water, Water, Water, Water, Water, Water, Water, Water, Water, Water, Water, Water, Water, Water, Water, Water, Water, Water, Water, Water, Water, drainage | [5 empty] | yes
32 | цкб п99199-300 dn 300.0 mm pd 1.0 mpa td 60 oc морская вода/see water dn 300.0 мм рр 1.0 мпа тр 60 ос | 30pcb31aa001 | carbon steel with an insert. counter flange -carbon steel)CSер.SS с вкладышем | , 4/ ii | вне оболочки; tср 25 c, не более; углеродистая сталь с вкладышем ответн. флан.- угл.ст; конструкция соосная; l=206 мм, h = 640 мм; разделка кромок патрубков : тип разделки- 1-24-1(с-24-1) др-311(+0,52) мм dn х s-325x8 мм; стяжное (межфланцевое), между ответными фланцами под приварку к трубопроводу и крепежом, поставляемыми комплектно outside containment; time of actuation 25 c, not above; insert csreturn flange- cs co-axial structure; l=206 mm, h = 640 mm; nozzle edge preparation : type- 1-24-1(s-24-1) др-311(+0,52) mm dn х s-325x8 mm; tightening connection (inter-flange), between counter-flanges for welding to pipeline and fastener supplied in completion with equipment | qnc | 1 | Butterfly valve | 112 | pcs. шт. |  | затвор дисковый цкб п99199-300 маткорп=сталь углеродистая 20 dn=300 p=1мпа рабср=вода морская спосприсоед=межфланцевый спосупр=встроенный электропривод tрасч=60 °с 4 н ii ту 3741-056-34390194-2004 | 2.исуп.9591612 | t3/iii | 1016556 | 30uqa-основная насосная станция /main pumping station | 2020-02-26 00:00:00 | 112 | 0 | 0 | 0 | 9(ож1)/iii |  | 110.7.155.10 | 668 | 2.1807 | tu ту 3741-056-34390194-2004; r01.kk34.0.0.sr.tt.wd001; дтт | 1 |  | , Manual, Hydraulic, BS, self-operated, Pneumatic | yes |  | Acid, Acid, Acid, Aggressive water, Aggressive water, Aggressive water, Air, Air, Alkali, Alkali, Alkali, Alkali solution, Ammonia, Ammonia solution, Blowdown water, Boric acid solution, Boric acid solution, Boric acid solution, Boric acid solution, Boric acid solution, Boric acid solution, Boric acid solution, Boric concentrate, Boric concentrate, bottoms liquid, caustic soda, Chemical, Chilled water, Chilled water, coagulant, coagulant solution, Compressed air, Condensate, Condensate, Condensate, Condensate, Condensate, Condensate, Decontamination solution, Decontamination solution, Desalted water, Desalted water, Distillate, Distillate, Ethanolamine solution, Feed water, Feed water, Gas, Gas mixture, Gas mixture, Hydrazine hydrate, Hydrazine solution, Hydrogen, LCQ-2 filter regeneration solutions, Mains water, Mains water, Nitric acid, Nitric acid solution, Nitrogen, Nitrogen, oil, Overheated water, oxygen, phosphate solution, primary coolant, primary coolant, primary coolant, primary coolant, Pulp, radioactive gas, radioactive gas, radioactive gas, radioactive gas, radioactive liquid, reagents, reagents, Sea water, slime, slurry water, Sodium hydroxide, Steam, Steam, Steam, Steam-air mixture, Steam-water mixture, Steam-water mixture, Steam-water mixture, sulphuric acid, sulphuric acid, washing solution, washing solution, washing solution, washing solution, Zinc Compound Solution, Water, Water, Water, Water, Water, Water, Water, Water, Water, Water, Water, Water, Water, Water, Water, Water, Water, Water, Water, Water, Water, Water, Water, Water, drainage | [5 empty] | yes
33 | цкб п99199-300 dn 300.0 mm pd 1.0 mpa td 60 oc морская вода/see water dn 300.0 мм рр 1.0 мпа тр 60 ос | 30pcb32aa001 | carbon steel with an insert. counter flange -carbon steel)CSер.SS с вкладышем | , 4/ ii | вне оболочки; tср 25 c, не более; углеродистая сталь с вкладышем ответн. флан.- угл.ст; конструкция соосная; l=206 мм, h = 640 мм; разделка кромок патрубков : тип разделки- 1-24-1(с-24-1) др-311(+0,52) мм dn х s-325x8 мм; стяжное (межфланцевое), между ответными фланцами под приварку к трубопроводу и крепежом, поставляемыми комплектно outside containment; time of actuation 25 c, not above; insert csreturn flange- cs co-axial structure; l=206 mm, h = 640 mm; nozzle edge preparation : type- 1-24-1(s-24-1) др-311(+0,52) mm dn х s-325x8 mm; tightening connection (inter-flange), between counter-flanges for welding to pipeline and fastener supplied in completion with equipment | qnc | 1 | Butterfly valve | 112 | pcs. шт. |  | затвор дисковый цкб п99199-300 маткорп=сталь углеродистая 20 dn=300 p=1мпа рабср=вода морская спосприсоед=межфланцевый спосупр=встроенный электропривод tрасч=60 °с 4 н ii ту 3741-056-34390194-2004 | 2.исуп.9591616 | t3/iii | 1016556 | 30uqa-основная насосная станция /main pumping station | 2020-02-26 00:00:00 | 112 | 0 | 0 | 0 | 9(ож1)/iii |  | 110.7.155.10 | 669 | 2.1807 | tu ту 3741-056-34390194-2004; r01.kk34.0.0.sr.tt.wd001; дтт | 1 |  | , Manual, Hydraulic, BS, self-operated, Pneumatic | yes |  | Acid, Acid, Acid, Aggressive water, Aggressive water, Aggressive water, Air, Air, Alkali, Alkali, Alkali, Alkali solution, Ammonia, Ammonia solution, Blowdown water, Boric acid solution, Boric acid solution, Boric acid solution, Boric acid solution, Boric acid solution, Boric acid solution, Boric acid solution, Boric concentrate, Boric concentrate, bottoms liquid, caustic soda, Chemical, Chilled water, Chilled water, coagulant, coagulant solution, Compressed air, Condensate, Condensate, Condensate, Condensate, Condensate, Condensate, Decontamination solution, Decontamination solution, Desalted water, Desalted water, Distillate, Distillate, Ethanolamine solution, Feed water, Feed water, Gas, Gas mixture, Gas mixture, Hydrazine hydrate, Hydrazine solution, Hydrogen, LCQ-2 filter regeneration solutions, Mains water, Mains water, Nitric acid, Nitric acid solution, Nitrogen, Nitrogen, oil, Overheated water, oxygen, phosphate solution, primary coolant, primary coolant, primary coolant, primary coolant, Pulp, radioactive gas, radioactive gas, radioactive gas, radioactive gas, radioactive liquid, reagents, reagents, Sea water, slime, slurry water, Sodium hydroxide, Steam, Steam, Steam, Steam-air mixture, Steam-water mixture, Steam-water mixture, Steam-water mixture, sulphuric acid, sulphuric acid, washing solution, washing solution, washing solution, washing solution, Zinc Compound Solution, Water, Water, Water, Water, Water, Water, Water, Water, Water, Water, Water, Water, Water, Water, Water, Water, Water, Water, Water, Water, Water, Water, Water, Water, drainage | [5 empty] | yes
34 | цкб п99199-300 dn 300.0 mm pd 1.0 mpa td 60 oc морская вода/see water dn 300.0 мм рр 1.0 мпа тр 60 ос | 30pcb33aa001 | carbon steel with an insert. counter flange -carbon steel)CSер.SS с вкладышем | , 4/ ii | вне оболочки; tср 25 c, не более; углеродистая сталь с вкладышем ответн. флан.- угл.ст; конструкция соосная; l=206 мм, h = 640 мм; разделка кромок патрубков : тип разделки- 1-24-1(с-24-1) др-311(+0,52) мм dn х s-325x8 мм; стяжное (межфланцевое), между ответными фланцами под приварку к трубопроводу и крепежом, поставляемыми комплектно outside containment; time of actuation 25 c, not above; insert csreturn flange- cs co-axial structure; l=206 mm, h = 640 mm; nozzle edge preparation : type- 1-24-1(s-24-1) др-311(+0,52) mm dn х s-325x8 mm; tightening connection (inter-flange), between counter-flanges for welding to pipeline and fastener supplied in completion with equipment | qnc | 1 | Butterfly valve | 112 | pcs. шт. |  | затвор дисковый цкб п99199-300 маткорп=сталь углеродистая 20 dn=300 p=1мпа рабср=вода морская спосприсоед=межфланцевый спосупр=встроенный электропривод tрасч=60 °с 4 н ii ту 3741-056-34390194-2004 | 2.исуп.9591620 | t3/iii | 1016556 | 30uqa-основная насосная станция /main pumping station | 2020-02-26 00:00:00 | 112 | 0 | 0 | 0 | 9(ож1)/iii |  | 110.7.155.10 | 670 | 2.1807 | tu ту 3741-056-34390194-2004; r01.kk34.0.0.sr.tt.wd001; дтт | 1 |  | , Manual, Hydraulic, BS, self-operated, Pneumatic | yes |  | Acid, Acid, Acid, Aggressive water, Aggressive water, Aggressive water, Air, Air, Alkali, Alkali, Alkali, Alkali solution, Ammonia, Ammonia solution, Blowdown water, Boric acid solution, Boric acid solution, Boric acid solution, Boric acid solution, Boric acid solution, Boric acid solution, Boric acid solution, Boric concentrate, Boric concentrate, bottoms liquid, caustic soda, Chemical, Chilled water, Chilled water, coagulant, coagulant solution, Compressed air, Condensate, Condensate, Condensate, Condensate, Condensate, Condensate, Decontamination solution, Decontamination solution, Desalted water, Desalted water, Distillate, Distillate, Ethanolamine solution, Feed water, Feed water, Gas, Gas mixture, Gas mixture, Hydrazine hydrate, Hydrazine solution, Hydrogen, LCQ-2 filter regeneration solutions, Mains water, Mains water, Nitric acid, Nitric acid solution, Nitrogen, Nitrogen, oil, Overheated water, oxygen, phosphate solution, primary coolant, primary coolant, primary coolant, primary coolant, Pulp, radioactive gas, radioactive gas, radioactive gas, radioactive gas, radioactive liquid, reagents, reagents, Sea water, slime, slurry water, Sodium hydroxide, Steam, Steam, Steam, Steam-air mixture, Steam-water mixture, Steam-water mixture, Steam-water mixture, sulphuric acid, sulphuric acid, washing solution, washing solution, washing solution, washing solution, Zinc Compound Solution, Water, Water, Water, Water, Water, Water, Water, Water, Water, Water, Water, Water, Water, Water, Water, Water, Water, Water, Water, Water, Water, Water, Water, Water, drainage | [5 empty] | yes
35 | цкб п99199-300 dn 300.0 mm pd 1.0 mpa td 60 oc морская вода/see water dn 300.0 мм рр 1.0 мпа тр 60 ос | 30pcb31aa002 | carbon steel with an insert. counter flange -carbon steel)CSер.SS с вкладышем | , 4/ ii | вне оболочки; tср 25 c, не более; углеродистая сталь с вкладышем ответн. флан.- угл.ст; конструкция соосная; l=206 мм, h = 640 мм; разделка кромок патрубков : тип разделки- 1-24-1(с-24-1) др-311(+0,52) мм dn х s-325x8 мм; стяжное (межфланцевое), между ответными фланцами под приварку к трубопроводу и крепежом, поставляемыми комплектно outside containment; time of actuation 25 c, not above; insert csreturn flange- cs co-axial structure; l=206 mm, h = 640 mm; nozzle edge preparation : type- 1-24-1(s-24-1) др-311(+0,52) mm dn х s-325x8 mm; tightening connection (inter-flange), between counter-flanges for welding to pipeline and fastener supplied in completion with equipment | qnc | 1 | Butterfly valve | 112 | pcs. шт. |  | затвор дисковый цкб п99199-300 маткорп=сталь углеродистая 20 dn=300 p=1мпа рабср=вода морская спосприсоед=межфланцевый спосупр=встроенный электропривод tрасч=60 °с 4 н ii ту 3741-056-34390194-2004 | 2.исуп.9591623 | t3/iii | 1016556 | 30uqa-основная насосная станция /main pumping station | 2020-02-26 00:00:00 | 112 | 0 | 0 | 0 | 9(ож1)/iii |  | 110.7.155.10 | 671 | 2.1807 | tu ту 3741-056-34390194-2004; r01.kk34.0.0.sr.tt.wd001; дтт | 1 |  | , Manual, Hydraulic, BS, self-operated, Pneumatic | yes |  | Acid, Acid, Acid, Aggressive water, Aggressive water, Aggressive water, Air, Air, Alkali, Alkali, Alkali, Alkali solution, Ammonia, Ammonia solution, Blowdown water, Boric acid solution, Boric acid solution, Boric acid solution, Boric acid solution, Boric acid solution, Boric acid solution, Boric acid solution, Boric concentrate, Boric concentrate, bottoms liquid, caustic soda, Chemical, Chilled water, Chilled water, coagulant, coagulant solution, Compressed air, Condensate, Condensate, Condensate, Condensate, Condensate, Condensate, Decontamination solution, Decontamination solution, Desalted water, Desalted water, Distillate, Distillate, Ethanolamine solution, Feed water, Feed water, Gas, Gas mixture, Gas mixture, Hydrazine hydrate, Hydrazine solution, Hydrogen, LCQ-2 filter regeneration solutions, Mains water, Mains water, Nitric acid, Nitric acid solution, Nitrogen, Nitrogen, oil, Overheated water, oxygen, phosphate solution, primary coolant, primary coolant, primary coolant, primary coolant, Pulp, radioactive gas, radioactive gas, radioactive gas, radioactive gas, radioactive liquid, reagents, reagents, Sea water, slime, slurry water, Sodium hydroxide, Steam, Steam, Steam, Steam-air mixture, Steam-water mixture, Steam-water mixture, Steam-water mixture, sulphuric acid, sulphuric acid, washing solution, washing solution, washing solution, washing solution, Zinc Compound Solution, Water, Water, Water, Water, Water, Water, Water, Water, Water, Water, Water, Water, Water, Water, Water, Water, Water, Water, Water, Water, Water, Water, Water, Water, drainage | [5 empty] | yes
36 | цкб п99199-300 dn 300.0 mm pd 1.0 mpa td 60 oc морская вода/see water dn 300.0 мм рр 1.0 мпа тр 60 ос | 30pcb32aa002 | carbon steel with an insert. counter flange -carbon steel)CSер.SS с вкладышем | , 4/ ii | вне оболочки; tср 25 c, не более; углеродистая сталь с вкладышем ответн. флан.- угл.ст; конструкция соосная; l=206 мм, h = 640 мм; разделка кромок патрубков : тип разделки- 1-24-1(с-24-1) др-311(+0,52) мм dn х s-325x8 мм; стяжное (межфланцевое), между ответными фланцами под приварку к трубопроводу и крепежом, поставляемыми комплектно outside containment; time of actuation 25 c, not above; insert csreturn flange- cs co-axial structure; l=206 mm, h = 640 mm; nozzle edge preparation : type- 1-24-1(s-24-1) др-311(+0,52) mm dn х s-325x8 mm; tightening connection (inter-flange), between counter-flanges for welding to pipeline and fastener supplied in completion with equipment | qnc | 1 | Butterfly valve | 112 | pcs. шт. |  | затвор дисковый цкб п99199-300 маткорп=сталь углеродистая 20 dn=300 p=1мпа рабср=вода морская спосприсоед=межфланцевый спосупр=встроенный электропривод tрасч=60 °с 4 н ii ту 3741-056-34390194-2004 | 2.исуп.9591627 | t3/iii | 1016556 | 30uqa-основная насосная станция /main pumping station | 2020-02-26 00:00:00 | 112 | 0 | 0 | 0 | 9(ож1)/iii |  | 110.7.155.10 | 672 | 2.1807 | tu ту 3741-056-34390194-2004; r01.kk34.0.0.sr.tt.wd001; дтт | 1 |  | , Manual, Hydraulic, BS, self-operated, Pneumatic | yes |  | Acid, Acid, Acid, Aggressive water, Aggressive water, Aggressive water, Air, Air, Alkali, Alkali, Alkali, Alkali solution, Ammonia, Ammonia solution, Blowdown water, Boric acid solution, Boric acid solution, Boric acid solution, Boric acid solution, Boric acid solution, Boric acid solution, Boric acid solution, Boric concentrate, Boric concentrate, bottoms liquid, caustic soda, Chemical, Chilled water, Chilled water, coagulant, coagulant solution, Compressed air, Condensate, Condensate, Condensate, Condensate, Condensate, Condensate, Decontamination solution, Decontamination solution, Desalted water, Desalted water, Distillate, Distillate, Ethanolamine solution, Feed water, Feed water, Gas, Gas mixture, Gas mixture, Hydrazine hydrate, Hydrazine solution, Hydrogen, LCQ-2 filter regeneration solutions, Mains water, Mains water, Nitric acid, Nitric acid solution, Nitrogen, Nitrogen, oil, Overheated water, oxygen, phosphate solution, primary coolant, primary coolant, primary coolant, primary coolant, Pulp, radioactive gas, radioactive gas, radioactive gas, radioactive gas, radioactive liquid, reagents, reagents, Sea water, slime, slurry water, Sodium hydroxide, Steam, Steam, Steam, Steam-air mixture, Steam-water mixture, Steam-water mixture, Steam-water mixture, sulphuric acid, sulphuric acid, washing solution, washing solution, washing solution, washing solution, Zinc Compound Solution, Water, Water, Water, Water, Water, Water, Water, Water, Water, Water, Water, Water, Water, Water, Water, Water, Water, Water, Water, Water, Water, Water, Water, Water, drainage | [5 empty] | yes
37 | цкб п99199-300 dn 300.0 mm pd 1.0 mpa td 60 oc морская вода/see water dn 300.0 мм рр 1.0 мпа тр 60 ос | 30pcb33aa002 | carbon steel with an insert. counter flange -carbon steel)CSер.SS с вкладышем | , 4/ ii | вне оболочки; tср 25 c, не более; углеродистая сталь с вкладышем ответн. флан.- угл.ст; конструкция соосная; l=206 мм, h = 640 мм; разделка кромок патрубков : тип разделки- 1-24-1(с-24-1) др-311(+0,52) мм dn х s-325x8 мм; стяжное (межфланцевое), между ответными фланцами под приварку к трубопроводу и крепежом, поставляемыми комплектно outside containment; time of actuation 25 c, not above; insert csreturn flange- cs co-axial structure; l=206 mm, h = 640 mm; nozzle edge preparation : type- 1-24-1(s-24-1) др-311(+0,52) mm dn х s-325x8 mm; tightening connection (inter-flange), between counter-flanges for welding to pipeline and fastener supplied in completion with equipment | qnc | 1 | Butterfly valve | 112 | pcs. шт. |  | затвор дисковый цкб п99199-300 маткорп=сталь углеродистая 20 dn=300 p=1мпа рабср=вода морская спосприсоед=межфланцевый спосупр=встроенный электропривод tрасч=60 °с 4 н ii ту 3741-056-34390194-2004 | 2.исуп.9591631 | t3/iii | 1016556 | 30uqa-основная насосная станция /main pumping station | 2020-02-26 00:00:00 | 112 | 0 | 0 | 0 | 9(ож1)/iii |  | 110.7.155.10 | 673 | 2.1807 | tu ту 3741-056-34390194-2004; r01.kk34.0.0.sr.tt.wd001; дтт | 1 |  | , Manual, Hydraulic, BS, self-operated, Pneumatic | yes |  | Acid, Acid, Acid, Aggressive water, Aggressive water, Aggressive water, Air, Air, Alkali, Alkali, Alkali, Alkali solution, Ammonia, Ammonia solution, Blowdown water, Boric acid solution, Boric acid solution, Boric acid solution, Boric acid solution, Boric acid solution, Boric acid solution, Boric acid solution, Boric concentrate, Boric concentrate, bottoms liquid, caustic soda, Chemical, Chilled water, Chilled water, coagulant, coagulant solution, Compressed air, Condensate, Condensate, Condensate, Condensate, Condensate, Condensate, Decontamination solution, Decontamination solution, Desalted water, Desalted water, Distillate, Distillate, Ethanolamine solution, Feed water, Feed water, Gas, Gas mixture, Gas mixture, Hydrazine hydrate, Hydrazine solution, Hydrogen, LCQ-2 filter regeneration solutions, Mains water, Mains water, Nitric acid, Nitric acid solution, Nitrogen, Nitrogen, oil, Overheated water, oxygen, phosphate solution, primary coolant, primary coolant, primary coolant, primary coolant, Pulp, radioactive gas, radioactive gas, radioactive gas, radioactive gas, radioactive liquid, reagents, reagents, Sea water, slime, slurry water, Sodium hydroxide, Steam, Steam, Steam, Steam-air mixture, Steam-water mixture, Steam-water mixture, Steam-water mixture, sulphuric acid, sulphuric acid, washing solution, washing solution, washing solution, washing solution, Zinc Compound Solution, Water, Water, Water, Water, Water, Water, Water, Water, Water, Water, Water, Water, Water, Water, Water, Water, Water, Water, Water, Water, Water, Water, Water, Water, drainage | [5 empty] | yes
38 | цкб п99199-300-01 dn 300.0 mm pd 1.0 mpa td 60 oc морская вода/see water dn 300.0 мм рр 1.0 мпа тр 60 ос | 30pcb21aa101 | carbon steel with an insert. counter flange -carbon steelCSер.SS с вкладышем | , 4/ ii | вне оболочки; конструкция соосная; l= 206 h=773 мм; разделка кромок патрубков : тип разделки-1-24-1(с-24-1) др-311(+0,52) мм dn х s-325x8 мм; углер сталь с вкладышем ответн. флан.- угл.ст; стяжное (межфланцевое), между ответными фланцами под приварку к трубопроводу и крепежом, поставляемыми комплектно outside containment; co-axial structure; l= 206 h=773 mm; nozzle edge preparation : type-1-24-1(s-24-1) др-311(+0,52) mm dn х s-325x8 mm; insert cs return flange- cs. tightening connection (inter-flange), between counter-flanges for welding to pipeline and fastener supplied in completion with equipment | qnc | 1 | Butterfly valve | 98 | pcs. шт. |  | затвор дисковый цкб п99199-300-01 маткорп=сталь углеродистая 20 dn=300 p=1мпа рабср=вода морская tрабср=0...60 °с спосприсоед=межфланцевый спосупр=привод ручной 4 н ii ту 3741-056-34390194-2004 | 2.исуп.9591673 | t3/iii | 1015372 | 30uqa-основная насосная станция /main pumping station | 2020-02-26 00:00:00 | 98 | 0 | 0 | 0 | 9(ож1)/iii |  | 110.7.1202 | 674 | 2.1969 | tu ту 3741-056-34390194-2004; r01.kk34.0.0.sr.tt.wd001; дтт | 1 |  | , Manual, Hydraulic, BS, self-operated, Pneumatic | yes |  | Acid, Acid, Acid, Aggressive water, Aggressive water, Aggressive water, Air, Air, Alkali, Alkali, Alkali, Alkali solution, Ammonia, Ammonia solution, Blowdown water, Boric acid solution, Boric acid solution, Boric acid solution, Boric acid solution, Boric acid solution, Boric acid solution, Boric acid solution, Boric concentrate, Boric concentrate, bottoms liquid, caustic soda, Chemical, Chilled water, Chilled water, coagulant, coagulant solution, Compressed air, Condensate, Condensate, Condensate, Condensate, Condensate, Condensate, Decontamination solution, Decontamination solution, Desalted water, Desalted water, Distillate, Distillate, Ethanolamine solution, Feed water, Feed water, Gas, Gas mixture, Gas mixture, Hydrazine hydrate, Hydrazine solution, Hydrogen, LCQ-2 filter regeneration solutions, Mains water, Mains water, Nitric acid, Nitric acid solution, Nitrogen, Nitrogen, oil, Overheated water, oxygen, phosphate solution, primary coolant, primary coolant, primary coolant, primary coolant, Pulp, radioactive gas, radioactive gas, radioactive gas, radioactive gas, radioactive liquid, reagents, reagents, Sea water, slime, slurry water, Sodium hydroxide, Steam, Steam, Steam, Steam-air mixture, Steam-water mixture, Steam-water mixture, Steam-water mixture, sulphuric acid, sulphuric acid, washing solution, washing solution, washing solution, washing solution, Zinc Compound Solution, Water, Water, Water, Water, Water, Water, Water, Water, Water, Water, Water, Water, Water, Water, Water, Water, Water, Water, Water, Water, Water, Water, Water, Water, drainage | [5 empty] | yes
39 | цкб п99199-300-01 dn 300.0 mm pd 1.0 mpa td 60 oc морская вода/see water dn 300.0 мм рр 1.0 мпа тр 60 ос | 30pcb21aa102 | carbon steel with an insert. counter flange -carbon steelCSер.SS с вкладышем | , 4/ ii | вне оболочки; конструкция соосная; l= 206 h=773 мм; разделка кромок патрубков : тип разделки-1-24-1(с-24-1) др-311(+0,52) мм dn х s-325x8 мм; углер сталь с вкладышем ответн. флан.- угл.ст; стяжное (межфланцевое), между ответными фланцами под приварку к трубопроводу и крепежом, поставляемыми комплектно outside containment; co-axial structure; l= 206 h=773 mm; nozzle edge preparation : type-1-24-1(s-24-1) др-311(+0,52) mm dn х s-325x8 mm; insert cs return flange- cs. tightening connection (inter-flange), between counter-flanges for welding to pipeline and fastener supplied in completion with equipment | qnc | 1 | Butterfly valve | 98 | pcs. шт. |  | затвор дисковый цкб п99199-300-01 маткорп=сталь углеродистая 20 dn=300 p=1мпа рабср=вода морская tрабср=0...60 °с спосприсоед=межфланцевый спосупр=привод ручной 4 н ii ту 3741-056-34390194-2004 | 2.исуп.9591677 | t3/iii | 1015372 | 30uqa-основная насосная станция /main pumping station | 2020-02-26 00:00:00 | 98 | 0 | 0 | 0 | 9(ож1)/iii |  | 110.7.1202 | 675 | 2.1969 | tu ту 3741-056-34390194-2004; r01.kk34.0.0.sr.tt.wd001; дтт | 1 |  | , Manual, Hydraulic, BS, self-operated, Pneumatic | yes |  | Acid, Acid, Acid, Aggressive water, Aggressive water, Aggressive water, Air, Air, Alkali, Alkali, Alkali, Alkali solution, Ammonia, Ammonia solution, Blowdown water, Boric acid solution, Boric acid solution, Boric acid solution, Boric acid solution, Boric acid solution, Boric acid solution, Boric acid solution, Boric concentrate, Boric concentrate, bottoms liquid, caustic soda, Chemical, Chilled water, Chilled water, coagulant, coagulant solution, Compressed air, Condensate, Condensate, Condensate, Condensate, Condensate, Condensate, Decontamination solution, Decontamination solution, Desalted water, Desalted water, Distillate, Distillate, Ethanolamine solution, Feed water, Feed water, Gas, Gas mixture, Gas mixture, Hydrazine hydrate, Hydrazine solution, Hydrogen, LCQ-2 filter regeneration solutions, Mains water, Mains water, Nitric acid, Nitric acid solution, Nitrogen, Nitrogen, oil, Overheated water, oxygen, phosphate solution, primary coolant, primary coolant, primary coolant, primary coolant, Pulp, radioactive gas, radioactive gas, radioactive gas, radioactive gas, radioactive liquid, reagents, reagents, Sea water, slime, slurry water, Sodium hydroxide, Steam, Steam, Steam, Steam-air mixture, Steam-water mixture, Steam-water mixture, Steam-water mixture, sulphuric acid, sulphuric acid, washing solution, washing solution, washing solution, washing solution, Zinc Compound Solution, Water, Water, Water, Water, Water, Water, Water, Water, Water, Water, Water, Water, Water, Water, Water, Water, Water, Water, Water, Water, Water, Water, Water, Water, drainage | [5 empty] | yes
40 | цкб п99199-300-01 dn 300.0 mm pd 1.0 mpa td 60 oc морская вода/see water dn 300.0 мм рр 1.0 мпа тр 60 ос | 30pcb21aa103 | carbon steel with an insert. counter flange -carbon steelCSер.SS с вкладышем | , 4/ ii | вне оболочки; конструкция соосная; l= 206 h=773 мм; разделка кромок патрубков : тип разделки-1-24-1(с-24-1) др-311(+0,52) мм dn х s-325x8 мм; углер сталь с вкладышем ответн. флан.- угл.ст; стяжное (межфланцевое), между ответными фланцами под приварку к трубопроводу и крепежом, поставляемыми комплектно outside containment; co-axial structure; l= 206 h=773 mm; nozzle edge preparation : type-1-24-1(s-24-1) др-311(+0,52) mm dn х s-325x8 mm; insert cs return flange- cs. tightening connection (inter-flange), between counter-flanges for welding to pipeline and fastener supplied in completion with equipment | qnc | 1 | Butterfly valve | 98 | pcs. шт. |  | затвор дисковый цкб п99199-300-01 маткорп=сталь углеродистая 20 dn=300 p=1мпа рабср=вода морская tрабср=0...60 °с спосприсоед=межфланцевый спосупр=привод ручной 4 н ii ту 3741-056-34390194-2004 | 2.исуп.9591681 | t3/iii | 1015372 | 30uqa-основная насосная станция /main pumping station | 2020-02-26 00:00:00 | 98 | 0 | 0 | 0 | 9(ож1)/iii |  | 110.7.1202 | 676 | 2.1969 | tu ту 3741-056-34390194-2004; r01.kk34.0.0.sr.tt.wd001; дтт | 1 |  | , Manual, Hydraulic, BS, self-operated, Pneumatic | yes |  | Acid, Acid, Acid, Aggressive water, Aggressive water, Aggressive water, Air, Air, Alkali, Alkali, Alkali, Alkali solution, Ammonia, Ammonia solution, Blowdown water, Boric acid solution, Boric acid solution, Boric acid solution, Boric acid solution, Boric acid solution, Boric acid solution, Boric acid solution, Boric concentrate, Boric concentrate, bottoms liquid, caustic soda, Chemical, Chilled water, Chilled water, coagulant, coagulant solution, Compressed air, Condensate, Condensate, Condensate, Condensate, Condensate, Condensate, Decontamination solution, Decontamination solution, Desalted water, Desalted water, Distillate, Distillate, Ethanolamine solution, Feed water, Feed water, Gas, Gas mixture, Gas mixture, Hydrazine hydrate, Hydrazine solution, Hydrogen, LCQ-2 filter regeneration solutions, Mains water, Mains water, Nitric acid, Nitric acid solution, Nitrogen, Nitrogen, oil, Overheated water, oxygen, phosphate solution, primary coolant, primary coolant, primary coolant, primary coolant, Pulp, radioactive gas, radioactive gas, radioactive gas, radioactive gas, radioactive liquid, reagents, reagents, Sea water, slime, slurry water, Sodium hydroxide, Steam, Steam, Steam, Steam-air mixture, Steam-water mixture, Steam-water mixture, Steam-water mixture, sulphuric acid, sulphuric acid, washing solution, washing solution, washing solution, washing solution, Zinc Compound Solution, Water, Water, Water, Water, Water, Water, Water, Water, Water, Water, Water, Water, Water, Water, Water, Water, Water, Water, Water, Water, Water, Water, Water, Water, drainage | [5 empty] | yes
41 | цкб п99199-300-01 dn 300.0 mm pd 1.0 mpa td 60 oc морская вода/see water dn 300.0 мм рр 1.0 мпа тр 60 ос | 30pcb21aa104 | carbon steel with an insert. counter flange -carbon steelCSер.SS с вкладышем | , 4/ ii | вне оболочки; конструкция соосная; l= 206 h=773 мм; разделка кромок патрубков : тип разделки-1-24-1(с-24-1) др-311(+0,52) мм dn х s-325x8 мм; углер сталь с вкладышем ответн. флан.- угл.ст; стяжное (межфланцевое), между ответными фланцами под приварку к трубопроводу и крепежом, поставляемыми комплектно outside containment; co-axial structure; l= 206 h=773 mm; nozzle edge preparation : type-1-24-1(s-24-1) др-311(+0,52) mm dn х s-325x8 mm; insert cs return flange- cs. tightening connection (inter-flange), between counter-flanges for welding to pipeline and fastener supplied in completion with equipment | qnc | 1 | Butterfly valve | 98 | pcs. шт. |  | затвор дисковый цкб п99199-300-01 маткорп=сталь углеродистая 20 dn=300 p=1мпа рабср=вода морская tрабср=0...60 °с спосприсоед=межфланцевый спосупр=привод ручной 4 н ii ту 3741-056-34390194-2004 | 2.исуп.9591685 | t3/iii | 1015372 | 30uqa-основная насосная станция /main pumping station | 2020-02-26 00:00:00 | 98 | 0 | 0 | 0 | 9(ож1)/iii |  | 110.7.1202 | 677 | 2.1969 | tu ту 3741-056-34390194-2004; r01.kk34.0.0.sr.tt.wd001; дтт | 1 |  | , Manual, Hydraulic, BS, self-operated, Pneumatic | yes |  | Acid, Acid, Acid, Aggressive water, Aggressive water, Aggressive water, Air, Air, Alkali, Alkali, Alkali, Alkali solution, Ammonia, Ammonia solution, Blowdown water, Boric acid solution, Boric acid solution, Boric acid solution, Boric acid solution, Boric acid solution, Boric acid solution, Boric acid solution, Boric concentrate, Boric concentrate, bottoms liquid, caustic soda, Chemical, Chilled water, Chilled water, coagulant, coagulant solution, Compressed air, Condensate, Condensate, Condensate, Condensate, Condensate, Condensate, Decontamination solution, Decontamination solution, Desalted water, Desalted water, Distillate, Distillate, Ethanolamine solution, Feed water, Feed water, Gas, Gas mixture, Gas mixture, Hydrazine hydrate, Hydrazine solution, Hydrogen, LCQ-2 filter regeneration solutions, Mains water, Mains water, Nitric acid, Nitric acid solution, Nitrogen, Nitrogen, oil, Overheated water, oxygen, phosphate solution, primary coolant, primary coolant, primary coolant, primary coolant, Pulp, radioactive gas, radioactive gas, radioactive gas, radioactive gas, radioactive liquid, reagents, reagents, Sea water, slime, slurry water, Sodium hydroxide, Steam, Steam, Steam, Steam-air mixture, Steam-water mixture, Steam-water mixture, Steam-water mixture, sulphuric acid, sulphuric acid, washing solution, washing solution, washing solution, washing solution, Zinc Compound Solution, Water, Water, Water, Water, Water, Water, Water, Water, Water, Water, Water, Water, Water, Water, Water, Water, Water, Water, Water, Water, Water, Water, Water, Water, drainage | [5 empty] | yes
42 | цкб п99199-300-01 dn 300.0 mm pd 1.0 mpa td 60 oc морская вода/see water dn 300.0 мм рр 1.0 мпа тр 60 ос | 30pcb22aa101 | carbon steel with an insert. counter flange -carbon steelCSер.SS с вкладышем | , 4/ ii | вне оболочки; конструкция соосная; l= 206 h=773 мм; разделка кромок патрубков : тип разделки-1-24-1(с-24-1) др-311(+0,52) мм dn х s-325x8 мм; углер сталь с вкладышем ответн. флан.- угл.ст; стяжное (межфланцевое), между ответными фланцами под приварку к трубопроводу и крепежом, поставляемыми комплектно outside containment; co-axial structure; l= 206 h=773 mm; nozzle edge preparation : type-1-24-1(s-24-1) др-311(+0,52) mm dn х s-325x8 mm; insert cs return flange- cs. tightening connection (inter-flange), between counter-flanges for welding to pipeline and fastener supplied in completion with equipment | qnc | 1 | Butterfly valve | 98 | pcs. шт. |  | затвор дисковый цкб п99199-300-01 маткорп=сталь углеродистая 20 dn=300 p=1мпа рабср=вода морская tрабср=0...60 °с спосприсоед=межфланцевый спосупр=привод ручной 4 н ii ту 3741-056-34390194-2004 | 2.исуп.9591689 | t3/iii | 1015372 | 30uqa-основная насосная станция /main pumping station | 2020-02-26 00:00:00 | 98 | 0 | 0 | 0 | 9(ож1)/iii |  | 110.7.1202 | 678 | 2.1969 | tu ту 3741-056-34390194-2004; r01.kk34.0.0.sr.tt.wd001; дтт | 1 |  | , Manual, Hydraulic, BS, self-operated, Pneumatic | yes |  | Acid, Acid, Acid, Aggressive water, Aggressive water, Aggressive water, Air, Air, Alkali, Alkali, Alkali, Alkali solution, Ammonia, Ammonia solution, Blowdown water, Boric acid solution, Boric acid solution, Boric acid solution, Boric acid solution, Boric acid solution, Boric acid solution, Boric acid solution, Boric concentrate, Boric concentrate, bottoms liquid, caustic soda, Chemical, Chilled water, Chilled water, coagulant, coagulant solution, Compressed air, Condensate, Condensate, Condensate, Condensate, Condensate, Condensate, Decontamination solution, Decontamination solution, Desalted water, Desalted water, Distillate, Distillate, Ethanolamine solution, Feed water, Feed water, Gas, Gas mixture, Gas mixture, Hydrazine hydrate, Hydrazine solution, Hydrogen, LCQ-2 filter regeneration solutions, Mains water, Mains water, Nitric acid, Nitric acid solution, Nitrogen, Nitrogen, oil, Overheated water, oxygen, phosphate solution, primary coolant, primary coolant, primary coolant, primary coolant, Pulp, radioactive gas, radioactive gas, radioactive gas, radioactive gas, radioactive liquid, reagents, reagents, Sea water, slime, slurry water, Sodium hydroxide, Steam, Steam, Steam, Steam-air mixture, Steam-water mixture, Steam-water mixture, Steam-water mixture, sulphuric acid, sulphuric acid, washing solution, washing solution, washing solution, washing solution, Zinc Compound Solution, Water, Water, Water, Water, Water, Water, Water, Water, Water, Water, Water, Water, Water, Water, Water, Water, Water, Water, Water, Water, Water, Water, Water, Water, drainage | [5 empty] | yes
43 | цкб п99199-300-01 dn 300.0 mm pd 1.0 mpa td 60 oc морская вода/see water dn 300.0 мм рр 1.0 мпа тр 60 ос | 30pcb22aa102 | carbon steel with an insert. counter flange -carbon steelCSер.SS с вкладышем | , 4/ ii | вне оболочки; конструкция соосная; l= 206 h=773 мм; разделка кромок патрубков : тип разделки-1-24-1(с-24-1) др-311(+0,52) мм dn х s-325x8 мм; углер сталь с вкладышем ответн. флан.- угл.ст; стяжное (межфланцевое), между ответными фланцами под приварку к трубопроводу и крепежом, поставляемыми комплектно outside containment; co-axial structure; l= 206 h=773 mm; nozzle edge preparation : type-1-24-1(s-24-1) др-311(+0,52) mm dn х s-325x8 mm; insert cs return flange- cs. tightening connection (inter-flange), between counter-flanges for welding to pipeline and fastener supplied in completion with equipment | qnc | 1 | Butterfly valve | 98 | pcs. шт. |  | затвор дисковый цкб п99199-300-01 маткорп=сталь углеродистая 20 dn=300 p=1мпа рабср=вода морская tрабср=0...60 °с спосприсоед=межфланцевый спосупр=привод ручной 4 н ii ту 3741-056-34390194-2004 | 2.исуп.9591694 | t3/iii | 1015372 | 30uqa-основная насосная станция /main pumping station | 2020-02-26 00:00:00 | 98 | 0 | 0 | 0 | 9(ож1)/iii |  | 110.7.1202 | 679 | 2.1969 | tu ту 3741-056-34390194-2004; r01.kk34.0.0.sr.tt.wd001; дтт | 1 |  | , Manual, Hydraulic, BS, self-operated, Pneumatic | yes |  | Acid, Acid, Acid, Aggressive water, Aggressive water, Aggressive water, Air, Air, Alkali, Alkali, Alkali, Alkali solution, Ammonia, Ammonia solution, Blowdown water, Boric acid solution, Boric acid solution, Boric acid solution, Boric acid solution, Boric acid solution, Boric acid solution, Boric acid solution, Boric concentrate, Boric concentrate, bottoms liquid, caustic soda, Chemical, Chilled water, Chilled water, coagulant, coagulant solution, Compressed air, Condensate, Condensate, Condensate, Condensate, Condensate, Condensate, Decontamination solution, Decontamination solution, Desalted water, Desalted water, Distillate, Distillate, Ethanolamine solution, Feed water, Feed water, Gas, Gas mixture, Gas mixture, Hydrazine hydrate, Hydrazine solution, Hydrogen, LCQ-2 filter regeneration solutions, Mains water, Mains water, Nitric acid, Nitric acid solution, Nitrogen, Nitrogen, oil, Overheated water, oxygen, phosphate solution, primary coolant, primary coolant, primary coolant, primary coolant, Pulp, radioactive gas, radioactive gas, radioactive gas, radioactive gas, radioactive liquid, reagents, reagents, Sea water, slime, slurry water, Sodium hydroxide, Steam, Steam, Steam, Steam-air mixture, Steam-water mixture, Steam-water mixture, Steam-water mixture, sulphuric acid, sulphuric acid, washing solution, washing solution, washing solution, washing solution, Zinc Compound Solution, Water, Water, Water, Water, Water, Water, Water, Water, Water, Water, Water, Water, Water, Water, Water, Water, Water, Water, Water, Water, Water, Water, Water, Water, drainage | [5 empty] | yes
44 | цкб п99199-300-01 dn 300.0 mm pd 1.0 mpa td 60 oc морская вода/see water dn 300.0 мм рр 1.0 мпа тр 60 ос | 30pcb22aa103 | carbon steel with an insert. counter flange -carbon steelCSер.SS с вкладышем | , 4/ ii | вне оболочки; конструкция соосная; l= 206 h=773 мм; разделка кромок патрубков : тип разделки-1-24-1(с-24-1) др-311(+0,52) мм dn х s-325x8 мм; углер сталь с вкладышем ответн. флан.- угл.ст; стяжное (межфланцевое), между ответными фланцами под приварку к трубопроводу и крепежом, поставляемыми комплектно outside containment; co-axial structure; l= 206 h=773 mm; nozzle edge preparation : type-1-24-1(s-24-1) др-311(+0,52) mm dn х s-325x8 mm; insert cs return flange- cs. tightening connection (inter-flange), between counter-flanges for welding to pipeline and fastener supplied in completion with equipment | qnc | 1 | Butterfly valve | 98 | pcs. шт. |  | затвор дисковый цкб п99199-300-01 маткорп=сталь углеродистая 20 dn=300 p=1мпа рабср=вода морская tрабср=0...60 °с спосприсоед=межфланцевый спосупр=привод ручной 4 н ii ту 3741-056-34390194-2004 | 2.исуп.9591698 | t3/iii | 1015372 | 30uqa-основная насосная станция /main pumping station | 2020-02-26 00:00:00 | 98 | 0 | 0 | 0 | 9(ож1)/iii |  | 110.7.1202 | 680 | 2.1969 | tu ту 3741-056-34390194-2004; r01.kk34.0.0.sr.tt.wd001; дтт | 1 |  | , Manual, Hydraulic, BS, self-operated, Pneumatic | yes |  | Acid, Acid, Acid, Aggressive water, Aggressive water, Aggressive water, Air, Air, Alkali, Alkali, Alkali, Alkali solution, Ammonia, Ammonia solution, Blowdown water, Boric acid solution, Boric acid solution, Boric acid solution, Boric acid solution, Boric acid solution, Boric acid solution, Boric acid solution, Boric concentrate, Boric concentrate, bottoms liquid, caustic soda, Chemical, Chilled water, Chilled water, coagulant, coagulant solution, Compressed air, Condensate, Condensate, Condensate, Condensate, Condensate, Condensate, Decontamination solution, Decontamination solution, Desalted water, Desalted water, Distillate, Distillate, Ethanolamine solution, Feed water, Feed water, Gas, Gas mixture, Gas mixture, Hydrazine hydrate, Hydrazine solution, Hydrogen, LCQ-2 filter regeneration solutions, Mains water, Mains water, Nitric acid, Nitric acid solution, Nitrogen, Nitrogen, oil, Overheated water, oxygen, phosphate solution, primary coolant, primary coolant, primary coolant, primary coolant, Pulp, radioactive gas, radioactive gas, radioactive gas, radioactive gas, radioactive liquid, reagents, reagents, Sea water, slime, slurry water, Sodium hydroxide, Steam, Steam, Steam, Steam-air mixture, Steam-water mixture, Steam-water mixture, Steam-water mixture, sulphuric acid, sulphuric acid, washing solution, washing solution, washing solution, washing solution, Zinc Compound Solution, Water, Water, Water, Water, Water, Water, Water, Water, Water, Water, Water, Water, Water, Water, Water, Water, Water, Water, Water, Water, Water, Water, Water, Water, drainage | [5 empty] | yes
45 | цкб п99199-300-01 dn 300.0 mm pd 1.0 mpa td 60 oc морская вода/see water dn 300.0 мм рр 1.0 мпа тр 60 ос | 30pcb22aa104 | carbon steel with an insert. counter flange -carbon steelCSер.SS с вкладышем | , 4/ ii | вне оболочки; конструкция соосная; l= 206 h=773 мм; разделка кромок патрубков : тип разделки-1-24-1(с-24-1) др-311(+0,52) мм dn х s-325x8 мм; углер сталь с вкладышем ответн. флан.- угл.ст; стяжное (межфланцевое), между ответными фланцами под приварку к трубопроводу и крепежом, поставляемыми комплектно outside containment; co-axial structure; l= 206 h=773 mm; nozzle edge preparation : type-1-24-1(s-24-1) др-311(+0,52) mm dn х s-325x8 mm; insert cs return flange- cs. tightening connection (inter-flange), between counter-flanges for welding to pipeline and fastener supplied in completion with equipment | qnc | 1 | Butterfly valve | 98 | pcs. шт. |  | затвор дисковый цкб п99199-300-01 маткорп=сталь углеродистая 20 dn=300 p=1мпа рабср=вода морская tрабср=0...60 °с спосприсоед=межфланцевый спосупр=привод ручной 4 н ii ту 3741-056-34390194-2004 | 2.исуп.9591702 | t3/iii | 1015372 | 30uqa-основная насосная станция /main pumping station | 2020-02-26 00:00:00 | 98 | 0 | 0 | 0 | 9(ож1)/iii |  | 110.7.1202 | 681 | 2.1969 | tu ту 3741-056-34390194-2004; r01.kk34.0.0.sr.tt.wd001; дтт | 1 |  | , Manual, Hydraulic, BS, self-operated, Pneumatic | yes |  | Acid, Acid, Acid, Aggressive water, Aggressive water, Aggressive water, Air, Air, Alkali, Alkali, Alkali, Alkali solution, Ammonia, Ammonia solution, Blowdown water, Boric acid solution, Boric acid solution, Boric acid solution, Boric acid solution, Boric acid solution, Boric acid solution, Boric acid solution, Boric concentrate, Boric concentrate, bottoms liquid, caustic soda, Chemical, Chilled water, Chilled water, coagulant, coagulant solution, Compressed air, Condensate, Condensate, Condensate, Condensate, Condensate, Condensate, Decontamination solution, Decontamination solution, Desalted water, Desalted water, Distillate, Distillate, Ethanolamine solution, Feed water, Feed water, Gas, Gas mixture, Gas mixture, Hydrazine hydrate, Hydrazine solution, Hydrogen, LCQ-2 filter regeneration solutions, Mains water, Mains water, Nitric acid, Nitric acid solution, Nitrogen, Nitrogen, oil, Overheated water, oxygen, phosphate solution, primary coolant, primary coolant, primary coolant, primary coolant, Pulp, radioactive gas, radioactive gas, radioactive gas, radioactive gas, radioactive liquid, reagents, reagents, Sea water, slime, slurry water, Sodium hydroxide, Steam, Steam, Steam, Steam-air mixture, Steam-water mixture, Steam-water mixture, Steam-water mixture, sulphuric acid, sulphuric acid, washing solution, washing solution, washing solution, washing solution, Zinc Compound Solution, Water, Water, Water, Water, Water, Water, Water, Water, Water, Water, Water, Water, Water, Water, Water, Water, Water, Water, Water, Water, Water, Water, Water, Water, drainage | [5 empty] | yes
46 | цкб п99199-300-01 dn 300.0 mm pd 1.0 mpa td 60 oc морская вода/see water dn 300.0 мм рр 1.0 мпа тр 60 ос | 30pcb23aa101 | carbon steel with an insert. counter flange -carbon steelCSер.SS с вкладышем | , 4/ ii | вне оболочки; конструкция соосная; l= 206 h=773 мм; разделка кромок патрубков : тип разделки-1-24-1(с-24-1) др-311(+0,52) мм dn х s-325x8 мм; углер сталь с вкладышем ответн. флан.- угл.ст; стяжное (межфланцевое), между ответными фланцами под приварку к трубопроводу и крепежом, поставляемыми комплектно outside containment; co-axial structure; l= 206 h=773 mm; nozzle edge preparation : type-1-24-1(s-24-1) др-311(+0,52) mm dn х s-325x8 mm; insert cs return flange- cs. tightening connection (inter-flange), between counter-flanges for welding to pipeline and fastener supplied in completion with equipment | qnc | 1 | Butterfly valve | 98 | pcs. шт. |  | затвор дисковый цкб п99199-300-01 маткорп=сталь углеродистая 20 dn=300 p=1мпа рабср=вода морская tрабср=0...60 °с спосприсоед=межфланцевый спосупр=привод ручной 4 н ii ту 3741-056-34390194-2004 | 2.исуп.9591706 | t3/iii | 1015372 | 30uqa-основная насосная станция /main pumping station | 2020-02-26 00:00:00 | 98 | 0 | 0 | 0 | 9(ож1)/iii |  | 110.7.1202 | 682 | 2.1969 | tu ту 3741-056-34390194-2004; r01.kk34.0.0.sr.tt.wd001; дтт | 1 |  | , Manual, Hydraulic, BS, self-operated, Pneumatic | yes |  | Acid, Acid, Acid, Aggressive water, Aggressive water, Aggressive water, Air, Air, Alkali, Alkali, Alkali, Alkali solution, Ammonia, Ammonia solution, Blowdown water, Boric acid solution, Boric acid solution, Boric acid solution, Boric acid solution, Boric acid solution, Boric acid solution, Boric acid solution, Boric concentrate, Boric concentrate, bottoms liquid, caustic soda, Chemical, Chilled water, Chilled water, coagulant, coagulant solution, Compressed air, Condensate, Condensate, Condensate, Condensate, Condensate, Condensate, Decontamination solution, Decontamination solution, Desalted water, Desalted water, Distillate, Distillate, Ethanolamine solution, Feed water, Feed water, Gas, Gas mixture, Gas mixture, Hydrazine hydrate, Hydrazine solution, Hydrogen, LCQ-2 filter regeneration solutions, Mains water, Mains water, Nitric acid, Nitric acid solution, Nitrogen, Nitrogen, oil, Overheated water, oxygen, phosphate solution, primary coolant, primary coolant, primary coolant, primary coolant, Pulp, radioactive gas, radioactive gas, radioactive gas, radioactive gas, radioactive liquid, reagents, reagents, Sea water, slime, slurry water, Sodium hydroxide, Steam, Steam, Steam, Steam-air mixture, Steam-water mixture, Steam-water mixture, Steam-water mixture, sulphuric acid, sulphuric acid, washing solution, washing solution, washing solution, washing solution, Zinc Compound Solution, Water, Water, Water, Water, Water, Water, Water, Water, Water, Water, Water, Water, Water, Water, Water, Water, Water, Water, Water, Water, Water, Water, Water, Water, drainage | [5 empty] | yes
47 | цкб п99199-300-01 dn 300.0 mm pd 1.0 mpa td 60 oc морская вода/see water dn 300.0 мм рр 1.0 мпа тр 60 ос | 30pcb23aa102 | carbon steel with an insert. counter flange -carbon steelCSер.SS с вкладышем | , 4/ ii | вне оболочки; конструкция соосная; l= 206 h=773 мм; разделка кромок патрубков : тип разделки-1-24-1(с-24-1) др-311(+0,52) мм dn х s-325x8 мм; углер сталь с вкладышем ответн. флан.- угл.ст; стяжное (межфланцевое), между ответными фланцами под приварку к трубопроводу и крепежом, поставляемыми комплектно outside containment; co-axial structure; l= 206 h=773 mm; nozzle edge preparation : type-1-24-1(s-24-1) др-311(+0,52) mm dn х s-325x8 mm; insert cs return flange- cs. tightening connection (inter-flange), between counter-flanges for welding to pipeline and fastener supplied in completion with equipment | qnc | 1 | Butterfly valve | 98 | pcs. шт. |  | затвор дисковый цкб п99199-300-01 маткорп=сталь углеродистая 20 dn=300 p=1мпа рабср=вода морская tрабср=0...60 °с спосприсоед=межфланцевый спосупр=привод ручной 4 н ii ту 3741-056-34390194-2004 | 2.исуп.9591710 | t3/iii | 1015372 | 30uqa-основная насосная станция /main pumping station | 2020-02-26 00:00:00 | 98 | 0 | 0 | 0 | 9(ож1)/iii |  | 110.7.1202 | 683 | 2.1969 | tu ту 3741-056-34390194-2004; r01.kk34.0.0.sr.tt.wd001; дтт | 1 |  | , Manual, Hydraulic, BS, self-operated, Pneumatic | yes |  | Acid, Acid, Acid, Aggressive water, Aggressive water, Aggressive water, Air, Air, Alkali, Alkali, Alkali, Alkali solution, Ammonia, Ammonia solution, Blowdown water, Boric acid solution, Boric acid solution, Boric acid solution, Boric acid solution, Boric acid solution, Boric acid solution, Boric acid solution, Boric concentrate, Boric concentrate, bottoms liquid, caustic soda, Chemical, Chilled water, Chilled water, coagulant, coagulant solution, Compressed air, Condensate, Condensate, Condensate, Condensate, Condensate, Condensate, Decontamination solution, Decontamination solution, Desalted water, Desalted water, Distillate, Distillate, Ethanolamine solution, Feed water, Feed water, Gas, Gas mixture, Gas mixture, Hydrazine hydrate, Hydrazine solution, Hydrogen, LCQ-2 filter regeneration solutions, Mains water, Mains water, Nitric acid, Nitric acid solution, Nitrogen, Nitrogen, oil, Overheated water, oxygen, phosphate solution, primary coolant, primary coolant, primary coolant, primary coolant, Pulp, radioactive gas, radioactive gas, radioactive gas, radioactive gas, radioactive liquid, reagents, reagents, Sea water, slime, slurry water, Sodium hydroxide, Steam, Steam, Steam, Steam-air mixture, Steam-water mixture, Steam-water mixture, Steam-water mixture, sulphuric acid, sulphuric acid, washing solution, washing solution, washing solution, washing solution, Zinc Compound Solution, Water, Water, Water, Water, Water, Water, Water, Water, Water, Water, Water, Water, Water, Water, Water, Water, Water, Water, Water, Water, Water, Water, Water, Water, drainage | [5 empty] | yes
48 | цкб п99199-300-01 dn 300.0 mm pd 1.0 mpa td 60 oc морская вода/see water dn 300.0 мм рр 1.0 мпа тр 60 ос | 30pcb23aa103 | carbon steel with an insert. counter flange -carbon steelCSер.SS с вкладышем | , 4/ ii | вне оболочки; конструкция соосная; l= 206 h=773 мм; разделка кромок патрубков : тип разделки-1-24-1(с-24-1) др-311(+0,52) мм dn х s-325x8 мм; углер сталь с вкладышем ответн. флан.- угл.ст; стяжное (межфланцевое), между ответными фланцами под приварку к трубопроводу и крепежом, поставляемыми комплектно outside containment; co-axial structure; l= 206 h=773 mm; nozzle edge preparation : type-1-24-1(s-24-1) др-311(+0,52) mm dn х s-325x8 mm; insert cs return flange- cs. tightening connection (inter-flange), between counter-flanges for welding to pipeline and fastener supplied in completion with equipment | qnc | 1 | Butterfly valve | 98 | pcs. шт. |  | затвор дисковый цкб п99199-300-01 маткорп=сталь углеродистая 20 dn=300 p=1мпа рабср=вода морская tрабср=0...60 °с спосприсоед=межфланцевый спосупр=привод ручной 4 н ii ту 3741-056-34390194-2004 | 2.исуп.9591713 | t3/iii | 1015372 | 30uqa-основная насосная станция /main pumping station | 2020-02-26 00:00:00 | 98 | 0 | 0 | 0 | 9(ож1)/iii |  | 110.7.1202 | 684 | 2.1969 | tu ту 3741-056-34390194-2004; r01.kk34.0.0.sr.tt.wd001; дтт | 1 |  | , Manual, Hydraulic, BS, self-operated, Pneumatic | yes |  | Acid, Acid, Acid, Aggressive water, Aggressive water, Aggressive water, Air, Air, Alkali, Alkali, Alkali, Alkali solution, Ammonia, Ammonia solution, Blowdown water, Boric acid solution, Boric acid solution, Boric acid solution, Boric acid solution, Boric acid solution, Boric acid solution, Boric acid solution, Boric concentrate, Boric concentrate, bottoms liquid, caustic soda, Chemical, Chilled water, Chilled water, coagulant, coagulant solution, Compressed air, Condensate, Condensate, Condensate, Condensate, Condensate, Condensate, Decontamination solution, Decontamination solution, Desalted water, Desalted water, Distillate, Distillate, Ethanolamine solution, Feed water, Feed water, Gas, Gas mixture, Gas mixture, Hydrazine hydrate, Hydrazine solution, Hydrogen, LCQ-2 filter regeneration solutions, Mains water, Mains water, Nitric acid, Nitric acid solution, Nitrogen, Nitrogen, oil, Overheated water, oxygen, phosphate solution, primary coolant, primary coolant, primary coolant, primary coolant, Pulp, radioactive gas, radioactive gas, radioactive gas, radioactive gas, radioactive liquid, reagents, reagents, Sea water, slime, slurry water, Sodium hydroxide, Steam, Steam, Steam, Steam-air mixture, Steam-water mixture, Steam-water mixture, Steam-water mixture, sulphuric acid, sulphuric acid, washing solution, washing solution, washing solution, washing solution, Zinc Compound Solution, Water, Water, Water, Water, Water, Water, Water, Water, Water, Water, Water, Water, Water, Water, Water, Water, Water, Water, Water, Water, Water, Water, Water, Water, drainage | [5 empty] | yes
49 | цкб п99199-300-01 dn 300.0 mm pd 1.0 mpa td 60 oc морская вода/see water dn 300.0 мм рр 1.0 мпа тр 60 ос | 30pcb23aa104 | carbon steel with an insert. counter flange -carbon steelCSер.SS с вкладышем | , 4/ ii | вне оболочки; конструкция соосная; l= 206 h=773 мм; разделка кромок патрубков : тип разделки-1-24-1(с-24-1) др-311(+0,52) мм dn х s-325x8 мм; углер сталь с вкладышем ответн. флан.- угл.ст; стяжное (межфланцевое), между ответными фланцами под приварку к трубопроводу и крепежом, поставляемыми комплектно outside containment; co-axial structure; l= 206 h=773 mm; nozzle edge preparation : type-1-24-1(s-24-1) др-311(+0,52) mm dn х s-325x8 mm; insert cs return flange- cs. tightening connection (inter-flange), between counter-flanges for welding to pipeline and fastener supplied in completion with equipment | qnc | 1 | Butterfly valve | 98 | pcs. шт. |  | затвор дисковый цкб п99199-300-01 маткорп=сталь углеродистая 20 dn=300 p=1мпа рабср=вода морская tрабср=0...60 °с спосприсоед=межфланцевый спосупр=привод ручной 4 н ii ту 3741-056-34390194-2004 | 2.исуп.9591717 | t3/iii | 1015372 | 30uqa-основная насосная станция /main pumping station | 2020-02-26 00:00:00 | 98 | 0 | 0 | 0 | 9(ож1)/iii |  | 110.7.1202 | 685 | 2.1969 | tu ту 3741-056-34390194-2004; r01.kk34.0.0.sr.tt.wd001; дтт | 1 |  | , Manual, Hydraulic, BS, self-operated, Pneumatic | yes |  | Acid, Acid, Acid, Aggressive water, Aggressive water, Aggressive water, Air, Air, Alkali, Alkali, Alkali, Alkali solution, Ammonia, Ammonia solution, Blowdown water, Boric acid solution, Boric acid solution, Boric acid solution, Boric acid solution, Boric acid solution, Boric acid solution, Boric acid solution, Boric concentrate, Boric concentrate, bottoms liquid, caustic soda, Chemical, Chilled water, Chilled water, coagulant, coagulant solution, Compressed air, Condensate, Condensate, Condensate, Condensate, Condensate, Condensate, Decontamination solution, Decontamination solution, Desalted water, Desalted water, Distillate, Distillate, Ethanolamine solution, Feed water, Feed water, Gas, Gas mixture, Gas mixture, Hydrazine hydrate, Hydrazine solution, Hydrogen, LCQ-2 filter regeneration solutions, Mains water, Mains water, Nitric acid, Nitric acid solution, Nitrogen, Nitrogen, oil, Overheated water, oxygen, phosphate solution, primary coolant, primary coolant, primary coolant, primary coolant, Pulp, radioactive gas, radioactive gas, radioactive gas, radioactive gas, radioactive liquid, reagents, reagents, Sea water, slime, slurry water, Sodium hydroxide, Steam, Steam, Steam, Steam-air mixture, Steam-water mixture, Steam-water mixture, Steam-water mixture, sulphuric acid, sulphuric acid, washing solution, washing solution, washing solution, washing solution, Zinc Compound Solution, Water, Water, Water, Water, Water, Water, Water, Water, Water, Water, Water, Water, Water, Water, Water, Water, Water, Water, Water, Water, Water, Water, Water, Water, drainage | [5 empty] | yes
50 | цкб п99199-300-01 dn 300.0 mm pd 1.0 mpa td 60 oc морская вода/see water dn 300.0 мм рр 1.0 мпа тр 60 ос | 30pcb31aa101 | carbon steel with an insert. counter flange -carbon steelCSер.SS с вкладышем | , 4/ ii | вне оболочки; конструкция соосная; l= 206 h=773 мм; разделка кромок патрубков : тип разделки-1-24-1(с-24-1) др-311(+0,52) мм dn х s-325x8 мм; углер сталь с вкладышем ответн. флан.- угл.ст; стяжное (межфланцевое), между ответными фланцами под приварку к трубопроводу и крепежом, поставляемыми комплектно outside containment; co-axial structure; l= 206 h=773 mm; nozzle edge preparation : type-1-24-1(s-24-1) др-311(+0,52) mm dn х s-325x8 mm; insert cs return flange- cs. tightening connection (inter-flange), between counter-flanges for welding to pipeline and fastener supplied in completion with equipment | qnc | 1 | Butterfly valve | 98 | pcs. шт. |  | затвор дисковый цкб п99199-300-01 маткорп=сталь углеродистая 20 dn=300 p=1мпа рабср=вода морская tрабср=0...60 °с спосприсоед=межфланцевый спосупр=привод ручной 4 н ii ту 3741-056-34390194-2004 | 2.исуп.9591721 | t3/iii | 1015372 | 30uqa-основная насосная станция /main pumping station | 2020-02-26 00:00:00 | 98 | 0 | 0 | 0 | 9(ож1)/iii |  | 110.7.1202 | 686 | 2.1969 | tu ту 3741-056-34390194-2004; r01.kk34.0.0.sr.tt.wd001; дтт | 1 |  | , Manual, Hydraulic, BS, self-operated, Pneumatic | yes |  | Acid, Acid, Acid, Aggressive water, Aggressive water, Aggressive water, Air, Air, Alkali, Alkali, Alkali, Alkali solution, Ammonia, Ammonia solution, Blowdown water, Boric acid solution, Boric acid solution, Boric acid solution, Boric acid solution, Boric acid solution, Boric acid solution, Boric acid solution, Boric concentrate, Boric concentrate, bottoms liquid, caustic soda, Chemical, Chilled water, Chilled water, coagulant, coagulant solution, Compressed air, Condensate, Condensate, Condensate, Condensate, Condensate, Condensate, Decontamination solution, Decontamination solution, Desalted water, Desalted water, Distillate, Distillate, Ethanolamine solution, Feed water, Feed water, Gas, Gas mixture, Gas mixture, Hydrazine hydrate, Hydrazine solution, Hydrogen, LCQ-2 filter regeneration solutions, Mains water, Mains water, Nitric acid, Nitric acid solution, Nitrogen, Nitrogen, oil, Overheated water, oxygen, phosphate solution, primary coolant, primary coolant, primary coolant, primary coolant, Pulp, radioactive gas, radioactive gas, radioactive gas, radioactive gas, radioactive liquid, reagents, reagents, Sea water, slime, slurry water, Sodium hydroxide, Steam, Steam, Steam, Steam-air mixture, Steam-water mixture, Steam-water mixture, Steam-water mixture, sulphuric acid, sulphuric acid, washing solution, washing solution, washing solution, washing solution, Zinc Compound Solution, Water, Water, Water, Water, Water, Water, Water, Water, Water, Water, Water, Water, Water, Water, Water, Water, Water, Water, Water, Water, Water, Water, Water, Water, drainage | [5 empty] | yes
51 | цкб п99199-300-01 dn 300.0 mm pd 1.0 mpa td 60 oc морская вода/see water dn 300.0 мм рр 1.0 мпа тр 60 ос | 30pcb32aa101 | carbon steel with an insert. counter flange -carbon steelCSер.SS с вкладышем | , 4/ ii | вне оболочки; конструкция соосная; l= 206 h=773 мм; разделка кромок патрубков : тип разделки-1-24-1(с-24-1) др-311(+0,52) мм dn х s-325x8 мм; углер сталь с вкладышем ответн. флан.- угл.ст; стяжное (межфланцевое), между ответными фланцами под приварку к трубопроводу и крепежом, поставляемыми комплектно outside containment; co-axial structure; l= 206 h=773 mm; nozzle edge preparation : type-1-24-1(s-24-1) др-311(+0,52) mm dn х s-325x8 mm; insert cs return flange- cs. tightening connection (inter-flange), between counter-flanges for welding to pipeline and fastener supplied in completion with equipment | qnc | 1 | Butterfly valve | 98 | pcs. шт. |  | затвор дисковый цкб п99199-300-01 маткорп=сталь углеродистая 20 dn=300 p=1мпа рабср=вода морская tрабср=0...60 °с спосприсоед=межфланцевый спосупр=привод ручной 4 н ii ту 3741-056-34390194-2004 | 2.исуп.9591725 | t3/iii | 1015372 | 30uqa-основная насосная станция /main pumping station | 2020-02-26 00:00:00 | 98 | 0 | 0 | 0 | 9(ож1)/iii |  | 110.7.1202 | 687 | 2.1969 | tu ту 3741-056-34390194-2004; r01.kk34.0.0.sr.tt.wd001; дтт | 1 |  | , Manual, Hydraulic, BS, self-operated, Pneumatic | yes |  | Acid, Acid, Acid, Aggressive water, Aggressive water, Aggressive water, Air, Air, Alkali, Alkali, Alkali, Alkali solution, Ammonia, Ammonia solution, Blowdown water, Boric acid solution, Boric acid solution, Boric acid solution, Boric acid solution, Boric acid solution, Boric acid solution, Boric acid solution, Boric concentrate, Boric concentrate, bottoms liquid, caustic soda, Chemical, Chilled water, Chilled water, coagulant, coagulant solution, Compressed air, Condensate, Condensate, Condensate, Condensate, Condensate, Condensate, Decontamination solution, Decontamination solution, Desalted water, Desalted water, Distillate, Distillate, Ethanolamine solution, Feed water, Feed water, Gas, Gas mixture, Gas mixture, Hydrazine hydrate, Hydrazine solution, Hydrogen, LCQ-2 filter regeneration solutions, Mains water, Mains water, Nitric acid, Nitric acid solution, Nitrogen, Nitrogen, oil, Overheated water, oxygen, phosphate solution, primary coolant, primary coolant, primary coolant, primary coolant, Pulp, radioactive gas, radioactive gas, radioactive gas, radioactive gas, radioactive liquid, reagents, reagents, Sea water, slime, slurry water, Sodium hydroxide, Steam, Steam, Steam, Steam-air mixture, Steam-water mixture, Steam-water mixture, Steam-water mixture, sulphuric acid, sulphuric acid, washing solution, washing solution, washing solution, washing solution, Zinc Compound Solution, Water, Water, Water, Water, Water, Water, Water, Water, Water, Water, Water, Water, Water, Water, Water, Water, Water, Water, Water, Water, Water, Water, Water, Water, drainage | [5 empty] | yes
52 | цкб п99199-300-01 dn 300.0 mm pd 1.0 mpa td 60 oc морская вода/see water dn 300.0 мм рр 1.0 мпа тр 60 ос | 30pcb33aa101 | carbon steel with an insert. counter flange -carbon steelCSер.SS с вкладышем | , 4/ ii | вне оболочки; конструкция соосная; l= 206 h=773 мм; разделка кромок патрубков : тип разделки-1-24-1(с-24-1) др-311(+0,52) мм dn х s-325x8 мм; углер сталь с вкладышем ответн. флан.- угл.ст; стяжное (межфланцевое), между ответными фланцами под приварку к трубопроводу и крепежом, поставляемыми комплектно outside containment; co-axial structure; l= 206 h=773 mm; nozzle edge preparation : type-1-24-1(s-24-1) др-311(+0,52) mm dn х s-325x8 mm; insert cs return flange- cs. tightening connection (inter-flange), between counter-flanges for welding to pipeline and fastener supplied in completion with equipment | qnc | 1 | Butterfly valve | 98 | pcs. шт. |  | затвор дисковый цкб п99199-300-01 маткорп=сталь углеродистая 20 dn=300 p=1мпа рабср=вода морская tрабср=0...60 °с спосприсоед=межфланцевый спосупр=привод ручной 4 н ii ту 3741-056-34390194-2004 | 2.исуп.9591729 | t3/iii | 1015372 | 30uqa-основная насосная станция /main pumping station | 2020-02-26 00:00:00 | 98 | 0 | 0 | 0 | 9(ож1)/iii |  | 110.7.1202 | 688 | 2.1969 | tu ту 3741-056-34390194-2004; r01.kk34.0.0.sr.tt.wd001; дтт | 1 |  | , Manual, Hydraulic, BS, self-operated, Pneumatic | yes |  | Acid, Acid, Acid, Aggressive water, Aggressive water, Aggressive water, Air, Air, Alkali, Alkali, Alkali, Alkali solution, Ammonia, Ammonia solution, Blowdown water, Boric acid solution, Boric acid solution, Boric acid solution, Boric acid solution, Boric acid solution, Boric acid solution, Boric acid solution, Boric concentrate, Boric concentrate, bottoms liquid, caustic soda, Chemical, Chilled water, Chilled water, coagulant, coagulant solution, Compressed air, Condensate, Condensate, Condensate, Condensate, Condensate, Condensate, Decontamination solution, Decontamination solution, Desalted water, Desalted water, Distillate, Distillate, Ethanolamine solution, Feed water, Feed water, Gas, Gas mixture, Gas mixture, Hydrazine hydrate, Hydrazine solution, Hydrogen, LCQ-2 filter regeneration solutions, Mains water, Mains water, Nitric acid, Nitric acid solution, Nitrogen, Nitrogen, oil, Overheated water, oxygen, phosphate solution, primary coolant, primary coolant, primary coolant, primary coolant, Pulp, radioactive gas, radioactive gas, radioactive gas, radioactive gas, radioactive liquid, reagents, reagents, Sea water, slime, slurry water, Sodium hydroxide, Steam, Steam, Steam, Steam-air mixture, Steam-water mixture, Steam-water mixture, Steam-water mixture, sulphuric acid, sulphuric acid, washing solution, washing solution, washing solution, washing solution, Zinc Compound Solution, Water, Water, Water, Water, Water, Water, Water, Water, Water, Water, Water, Water, Water, Water, Water, Water, Water, Water, Water, Water, Water, Water, Water, Water, drainage | [5 empty] | yes
53 | цкб п99201-080 dn 80.0 mm pd 1.0 mpa td 60 oc морская вода/see water dn 80.0 мм рр 1.0 мпа тр 60 ос | 30gml31aa201 | - | , 4/прил. | место установки - в обслуживаемых помещениях вне герметичной оболочки реактора. конструкция ремонтопригодная. ответные фланцы (титан) и крепеж должны входить в поставку. коэффициент гидравлического сопротивления - п.5.2.10 пнст-2016. давление гидроиспытаний - 1,5 рн. герметичность - класс а по гост9544. l= не более 250мм(с ответными фланцами). тип разделки-1-24-1(с-24-1), стыкуемая труба dn х s-89x3 мм; срок службы – не менее 30 лет. хар-ки морской воды: - общее солесодержание 3,6 %; - хлориды 19500 мг/л; - рн 7,7...8,0. place of installation is in attended rooms outside containment. the structure is repairable. return flange (titanium) and fasteners shall enters supply scope. hydraulic resistance factor i.5.2.10 пнст-2016. hydrotest pressure - 1,5 рн. tightness - class а as per gost 9544. l= not above 250mm (with return flanges). type of edge cut -1-24-1(с-24-1), connected pipe dn х s-89x3 mm; service life 30 yrs not less. characteristics of seawater: - overall solt content 3,6 %; - chlorides 19500 mg/l; - рн 7,7...8,0. | qnc | 1 | Butterfly control valve | 18 | pcs. шт. |  | затвор дисковый регулирующий цкб п99201-080 маткорп=сплав титановый dn=80 p=1мпа рабср=вода морская спосприсоед=межфланцевый с ответными фланцами спосупр=привод ручной ту 3741-058-34390194-2004 | 2.исуп.9183976 | тм4/iii | 1015541 | 30uqa-основная насосная станция / main pump station | 2020-02-26 00:00:00 | 18 | 0 | 0 | 0 | 9(ож1)/iii |  | 110.7.3.6 | 689 | 2.4224 | as per type по типу tu 3741-058-34390194-2004 ту 3741-058-34390194-2004; r01.kk34.0.0.sr.tt.wd001; дтт | 1 |  | , Manual, Hydraulic, BS, self-operated, Pneumatic | yes |  | Acid, Acid, Acid, Aggressive water, Aggressive water, Aggressive water, Air, Air, Alkali, Alkali, Alkali, Alkali solution, Ammonia, Ammonia solution, Blowdown water, Boric acid solution, Boric acid solution, Boric acid solution, Boric acid solution, Boric acid solution, Boric acid solution, Boric acid solution, Boric concentrate, Boric concentrate, bottoms liquid, caustic soda, Chemical, Chilled water, Chilled water, coagulant, coagulant solution, Compressed air, Condensate, Condensate, Condensate, Condensate, Condensate, Condensate, Decontamination solution, Decontamination solution, Desalted water, Desalted water, Distillate, Distillate, Ethanolamine solution, Feed water, Feed water, Gas, Gas mixture, Gas mixture, Hydrazine hydrate, Hydrazine solution, Hydrogen, LCQ-2 filter regeneration solutions, Mains water, Mains water, Nitric acid, Nitric acid solution, Nitrogen, Nitrogen, oil, Overheated water, oxygen, phosphate solution, primary coolant, primary coolant, primary coolant, primary coolant, Pulp, radioactive gas, radioactive gas, radioactive gas, radioactive gas, radioactive liquid, reagents, reagents, Sea water, slime, slurry water, Sodium hydroxide, Steam, Steam, Steam, Steam-air mixture, Steam-water mixture, Steam-water mixture, Steam-water mixture, sulphuric acid, sulphuric acid, washing solution, washing solution, washing solution, washing solution, Zinc Compound Solution, Water, Water, Water, Water, Water, Water, Water, Water, Water, Water, Water, Water, Water, Water, Water, Water, Water, Water, Water, Water, Water, Water, Water, Water, drainage |  |  |  |  | 1, 2 | yes
54 | цкб к99195-400 dn 400 pd 0,6 mpа td 60oc морская вода/sea water dn 400 мм pр 0,6 mpа tp 60 0c | 30pcb60aa001 | body and disk material is carbon steel or equivalent with a solid rubberizing resistant to seawater. mating flanges – carbon steel корпус и диск из CS.ст или аналога с твердым гуммированием, стойким к морской воде. ответные фланцы - из - CS ст. | , 4/app. , 4/прил. | place of installation is in attended rooms outside containment. type of structure is two-eccentric with flange. the structure is repairable. outer coating is powder-based epoxi of 250mcm thick not less. material of valve fasteners is stainless steel class а4 or equivalent, toleraable to effects of seawater. return flange and fasteners shall enters supply scope. hydraulic resistance factor 1,0 not above. hydrotest pressure 1,5 рн. l= not above 350mm(with return flanges). type of edge cut -1-24-1(с-24-1), connected pipedn х s-426x12 mm; service life 30 yrs not less. electric actuator shall meet np-068-05 i.5.1, 5.3; electric actuators shall tolerate frequency deviation within range from 49,0 to 50,5 hz – continuously; within range (47,5 – 49,0) hz and (50,5-52,5) hz – up to 5 min once, however not above 750 min for entire service life; within range (46,0 – 47,5) hz – up to 30 s once, however not above 300 min for entire service life; electrically driven seals shall be equipped with limit and moment switches: u - from 24 to 48 v; i - from 1 to 400 mа; emc as per gost 32137-2013 - iii «а»; voltage 220 v deviation from +10 to -15%; 380/220 v deviation from +10 to -15%; time of opening 150 s not above. protection class ip67 characteristics of seawater: - overall solt content 3,6 %; - chlorides 19500 mg/l; - рн 7,7...8,0. место установки - в обслуживаемых помещениях вне герметичной оболочки реактора. конструкция двухэксцентриковая, фланцевая, ремонтопригодная. наружное покрытие эпоксидное порошковое толщиной не менее 250мкм. крепежные изделия арматуры из н/ж стали а4 или аналога, стойкой к морской воде ответные фланцы и крепеж должны входить в поставку. коэффициент гидравлического сопротивления не более 1,0. давление гидроиспытаний - 1,5 рн. герметичность - класс а по гост9544. l= не более 350мм(с ответными фланцами). тип разделки-1-24-1(с-24-1), стыкуемая труба dn х s-426x12 мм; срок службы – не менее 30 лет. э/п должен соответствовать нп-068-05 п.5.1, 5.3; э/п должны допускать работу при отклонении частоты: - в диапазоне от 49,0 до 50,5 гц – длительно; - в диапазонах (47,5 – 49,0) гц и (50,5-52,5) гц – до 5 мин однократно, но не более750 мин в течение срока эксплуатации; - в диапазонах (47,5 – 49,0) гц и (50,5-52,5) гц – до 5 мин однократно, но не более750 мин в течение срока эксплуатации; - в диапазоне (46,0 – 47,5) гц – до 30 сек однократно, но не более 300 мин в течение срока эксплуатации; - в диапазоне (46,0 – 47,5) гц – до 30 сек однократно, но не более 300 мин в течение срока эксплуатации; затворы с электроприводом должны иметь концевые контакты для сигнализации крайнего и промежуточного положений запорного органа, а также моментные выключатели. концевые и моментные выключатели э/п: u - от 24 до 48 в; i - от 1 до 400 ма; эмс по гост 32137-2013 - iii «а»; напряжение питания э/п: 220 в отклонение от +10 до -15%; 380/220 в отклонение от +10 до -15%; t открытия не более 150 с. электроприводы и редукторы должны иметь степень защиты не ниже ip67 хар-ки морской воды: - общее солесодержание 3,6 %; - хлориды 19500 мг/л; - рн 7,7...8,0. | qnc | 1 | Butterfly valve | 220 | pcs. шт. |  | затвор дисковый цкб к99195-400 ду400 рр0.6мпа фланцевый морская вода 60с c электроприводом 2-пм-25 0.025квт ту 3742-044-34390194-2004 4н ii | 2.исуп.9571088 | tm4/iii | 769772 | 30uqa-основная насосная станция / main pump station | 2020-02-26 00:00:00 | 220 | 0 | 0 | 0 | 9(ож1)/iii |  | 110.7.1.1 | 690 | 2.684 | as per type по типу тu 3742-044-34390194-2004 ту 3742-044-34390194-2004; r01.kk34.0.0.sr.tt.wd001; дтт | 1 |  | , Manual, Hydraulic, BS, self-operated, Pneumatic | yes |  | Acid, Acid, Acid, Aggressive water, Aggressive water, Aggressive water, Air, Air, Alkali, Alkali, Alkali, Alkali solution, Ammonia, Ammonia solution, Blowdown water, Boric acid solution, Boric acid solution, Boric acid solution, Boric acid solution, Boric acid solution, Boric acid solution, Boric acid solution, Boric concentrate, Boric concentrate, bottoms liquid, caustic soda, Chemical, Chilled water, Chilled water, coagulant, coagulant solution, Compressed air, Condensate, Condensate, Condensate, Condensate, Condensate, Condensate, Decontamination solution, Decontamination solution, Desalted water, Desalted water, Distillate, Distillate, Ethanolamine solution, Feed water, Feed water, Gas, Gas mixture, Gas mixture, Hydrazine hydrate, Hydrazine solution, Hydrogen, LCQ-2 filter regeneration solutions, Mains water, Mains water, Nitric acid, Nitric acid solution, Nitrogen, Nitrogen, oil, Overheated water, oxygen, phosphate solution, primary coolant, primary coolant, primary coolant, primary coolant, Pulp, radioactive gas, radioactive gas, radioactive gas, radioactive gas, radioactive liquid, reagents, reagents, Sea water, slime, slurry water, Sodium hydroxide, Steam, Steam, Steam, Steam-air mixture, Steam-water mixture, Steam-water mixture, Steam-water mixture, sulphuric acid, sulphuric acid, washing solution, washing solution, washing solution, washing solution, Zinc Compound Solution, Water, Water, Water, Water, Water, Water, Water, Water, Water, Water, Water, Water, Water, Water, Water, Water, Water, Water, Water, Water, Water, Water, Water, Water, drainage |  |  |  |  | 1, 1, 2, 2 | yes
55 | цкб к99195-400 dn 400 pd 0,6 mpа td 60oc морская вода/sea water dn 400 мм pр 0,6 mpа tp 60 0c | 30pcb60aa002 | body and disk material is carbon steel or equivalent with a solid rubberizing resistant to seawater. mating flanges – carbon steel корпус и диск из CS.ст или аналога с твердым гуммированием, стойким к морской воде. ответные фланцы - из - CS ст. | , 4/app. , 4/прил. | place of installation is in attended rooms outside containment. type of structure is two-eccentric with flange. the structure is repairable. outer coating is powder-based epoxi of 250mcm thick not less. material of valve fasteners is stainless steel class а4 or equivalent, toleraable to effects of seawater. return flange and fasteners shall enters supply scope. hydraulic resistance factor 1,0 not above. hydrotest pressure 1,5 рн. l= not above 350mm(with return flanges). type of edge cut -1-24-1(с-24-1), connected pipedn х s-426x12 mm; service life 30 yrs not less. electric actuator shall meet np-068-05 i.5.1, 5.3; electric actuators shall tolerate frequency deviation within range from 49,0 to 50,5 hz – continuously; within range (47,5 – 49,0) hz and (50,5-52,5) hz – up to 5 min once, however not above 750 min for entire service life; within range (46,0 – 47,5) hz – up to 30 s once, however not above 300 min for entire service life; electrically driven seals shall be equipped with limit and moment switches: u - from 24 to 48 v; i - from 1 to 400 mа; emc as per gost 32137-2013 - iii «а»; voltage 220 v deviation from +10 to -15%; 380/220 v deviation from +10 to -15%; time of opening 150 s not above. protection class ip67 characteristics of seawater: - overall solt content 3,6 %; - chlorides 19500 mg/l; - рн 7,7...8,0. место установки - в обслуживаемых помещениях вне герметичной оболочки реактора. конструкция двухэксцентриковая, фланцевая, ремонтопригодная. наружное покрытие эпоксидное порошковое толщиной не менее 250мкм. крепежные изделия арматуры из н/ж стали а4 или аналога, стойкой к морской воде ответные фланцы и крепеж должны входить в поставку. коэффициент гидравлического сопротивления не более 1,0. давление гидроиспытаний - 1,5 рн. герметичность - класс а по гост9544. l= не более 350мм(с ответными фланцами). тип разделки-1-24-1(с-24-1), стыкуемая труба dn х s-426x12 мм; срок службы – не менее 30 лет. э/п должен соответствовать нп-068-05 п.5.1, 5.3; э/п должны допускать работу при отклонении частоты: - в диапазоне от 49,0 до 50,5 гц – длительно; - в диапазонах (47,5 – 49,0) гц и (50,5-52,5) гц – до 5 мин однократно, но не более750 мин в течение срока эксплуатации; - в диапазонах (47,5 – 49,0) гц и (50,5-52,5) гц – до 5 мин однократно, но не более750 мин в течение срока эксплуатации; - в диапазоне (46,0 – 47,5) гц – до 30 сек однократно, но не более 300 мин в течение срока эксплуатации; - в диапазоне (46,0 – 47,5) гц – до 30 сек однократно, но не более 300 мин в течение срока эксплуатации; затворы с электроприводом должны иметь концевые контакты для сигнализации крайнего и промежуточного положений запорного органа, а также моментные выключатели. концевые и моментные выключатели э/п: u - от 24 до 48 в; i - от 1 до 400 ма; эмс по гост 32137-2013 - iii «а»; напряжение питания э/п: 220 в отклонение от +10 до -15%; 380/220 в отклонение от +10 до -15%; t открытия не более 150 с. электроприводы и редукторы должны иметь степень защиты не ниже ip67 хар-ки морской воды: - общее солесодержание 3,6 %; - хлориды 19500 мг/л; - рн 7,7...8,0. | qnc | 1 | Butterfly valve | 220 | pcs. шт. |  | затвор дисковый цкб к99195-400 ду400 рр0.6мпа фланцевый морская вода 60с c электроприводом 2-пм-25 0.025квт ту 3742-044-34390194-2004 4н ii | 2.исуп.9571090 | tm4/iii | 769772 | 30uqa-основная насосная станция / main pump station | 2020-02-26 00:00:00 | 220 | 0 | 0 | 0 | 9(ож1)/iii |  | 110.7.1.1 | 691 | 2.684 | as per type по типу тu 3742-044-34390194-2004 ту 3742-044-34390194-2004; r01.kk34.0.0.sr.tt.wd001; дтт | 1 |  | , Manual, Hydraulic, BS, self-operated, Pneumatic | yes |  | Acid, Acid, Acid, Aggressive water, Aggressive water, Aggressive water, Air, Air, Alkali, Alkali, Alkali, Alkali solution, Ammonia, Ammonia solution, Blowdown water, Boric acid solution, Boric acid solution, Boric acid solution, Boric acid solution, Boric acid solution, Boric acid solution, Boric acid solution, Boric concentrate, Boric concentrate, bottoms liquid, caustic soda, Chemical, Chilled water, Chilled water, coagulant, coagulant solution, Compressed air, Condensate, Condensate, Condensate, Condensate, Condensate, Condensate, Decontamination solution, Decontamination solution, Desalted water, Desalted water, Distillate, Distillate, Ethanolamine solution, Feed water, Feed water, Gas, Gas mixture, Gas mixture, Hydrazine hydrate, Hydrazine solution, Hydrogen, LCQ-2 filter regeneration solutions, Mains water, Mains water, Nitric acid, Nitric acid solution, Nitrogen, Nitrogen, oil, Overheated water, oxygen, phosphate solution, primary coolant, primary coolant, primary coolant, primary coolant, Pulp, radioactive gas, radioactive gas, radioactive gas, radioactive gas, radioactive liquid, reagents, reagents, Sea water, slime, slurry water, Sodium hydroxide, Steam, Steam, Steam, Steam-air mixture, Steam-water mixture, Steam-water mixture, Steam-water mixture, sulphuric acid, sulphuric acid, washing solution, washing solution, washing solution, washing solution, Zinc Compound Solution, Water, Water, Water, Water, Water, Water, Water, Water, Water, Water, Water, Water, Water, Water, Water, Water, Water, Water, Water, Water, Water, Water, Water, Water, drainage |  |  |  |  | 1, 1, 2, 2 | yes
56 | цкб к99195-400 dn 400 pd 0,6 mpа td 60oc морская вода/sea water dn 400 мм pр 0,6 mpа tp 60 0c | 30pcb61aa001 | body and disk material is carbon steel or equivalent with a solid rubberizing resistant to seawater. mating flanges – carbon steel корпус и диск из CS.ст или аналога с твердым гуммированием, стойким к морской воде. ответные фланцы - из - CS ст. | , 4/app. , 4/прил. | place of installation is in attended rooms outside containment. type of structure is two-eccentric with flange. the structure is repairable. outer coating is powder-based epoxi of 250mcm thick not less. material of valve fasteners is stainless steel class а4 or equivalent, toleraable to effects of seawater. return flange and fasteners shall enters supply scope. hydraulic resistance factor 1,0 not above. hydrotest pressure 1,5 рн. l= not above 350mm(with return flanges). type of edge cut -1-24-1(с-24-1), connected pipedn х s-426x12 mm; service life 30 yrs not less. electric actuator shall meet np-068-05 i.5.1, 5.3; electric actuators shall tolerate frequency deviation within range from 49,0 to 50,5 hz – continuously; within range (47,5 – 49,0) hz and (50,5-52,5) hz – up to 5 min once, however not above 750 min for entire service life; within range (46,0 – 47,5) hz – up to 30 s once, however not above 300 min for entire service life; electrically driven seals shall be equipped with limit and moment switches: u - from 24 to 48 v; i - from 1 to 400 mа; emc as per gost 32137-2013 - iii «а»; voltage 220 v deviation from +10 to -15%; 380/220 v deviation from +10 to -15%; time of opening 150 s not above. protection class ip67 characteristics of seawater: - overall solt content 3,6 %; - chlorides 19500 mg/l; - рн 7,7...8,0. место установки - в обслуживаемых помещениях вне герметичной оболочки реактора. конструкция двухэксцентриковая, фланцевая, ремонтопригодная. наружное покрытие эпоксидное порошковое толщиной не менее 250мкм. крепежные изделия арматуры из н/ж стали а4 или аналога, стойкой к морской воде ответные фланцы и крепеж должны входить в поставку. коэффициент гидравлического сопротивления не более 1,0. давление гидроиспытаний - 1,5 рн. герметичность - класс а по гост9544. l= не более 350мм(с ответными фланцами). тип разделки-1-24-1(с-24-1), стыкуемая труба dn х s-426x12 мм; срок службы – не менее 30 лет. э/п должен соответствовать нп-068-05 п.5.1, 5.3; э/п должны допускать работу при отклонении частоты: - в диапазоне от 49,0 до 50,5 гц – длительно; - в диапазонах (47,5 – 49,0) гц и (50,5-52,5) гц – до 5 мин однократно, но не более750 мин в течение срока эксплуатации; - в диапазонах (47,5 – 49,0) гц и (50,5-52,5) гц – до 5 мин однократно, но не более750 мин в течение срока эксплуатации; - в диапазоне (46,0 – 47,5) гц – до 30 сек однократно, но не более 300 мин в течение срока эксплуатации; - в диапазоне (46,0 – 47,5) гц – до 30 сек однократно, но не более 300 мин в течение срока эксплуатации; затворы с электроприводом должны иметь концевые контакты для сигнализации крайнего и промежуточного положений запорного органа, а также моментные выключатели. концевые и моментные выключатели э/п: u - от 24 до 48 в; i - от 1 до 400 ма; эмс по гост 32137-2013 - iii «а»; напряжение питания э/п: 220 в отклонение от +10 до -15%; 380/220 в отклонение от +10 до -15%; t открытия не более 150 с. электроприводы и редукторы должны иметь степень защиты не ниже ip67 хар-ки морской воды: - общее солесодержание 3,6 %; - хлориды 19500 мг/л; - рн 7,7...8,0. | qnc | 1 | Butterfly valve | 220 | pcs. шт. |  | затвор дисковый цкб к99195-400 ду400 рр0.6мпа фланцевый морская вода 60с c электроприводом 2-пм-25 0.025квт ту 3742-044-34390194-2004 4н ii | 2.исуп.9571092 | tm4/iii | 769772 | 30uqa-основная насосная станция /main pumping station | 2020-02-26 00:00:00 | 220 | 0 | 0 | 0 | 9(ож1)/iii |  | 110.7.1.1 | 692 | 2.684 | as per type по типу тu 3742-044-34390194-2004 ту 3742-044-34390194-2004; r01.kk34.0.0.sr.tt.wd001; дтт | 1 |  | , Manual, Hydraulic, BS, self-operated, Pneumatic | yes |  | Acid, Acid, Acid, Aggressive water, Aggressive water, Aggressive water, Air, Air, Alkali, Alkali, Alkali, Alkali solution, Ammonia, Ammonia solution, Blowdown water, Boric acid solution, Boric acid solution, Boric acid solution, Boric acid solution, Boric acid solution, Boric acid solution, Boric acid solution, Boric concentrate, Boric concentrate, bottoms liquid, caustic soda, Chemical, Chilled water, Chilled water, coagulant, coagulant solution, Compressed air, Condensate, Condensate, Condensate, Condensate, Condensate, Condensate, Decontamination solution, Decontamination solution, Desalted water, Desalted water, Distillate, Distillate, Ethanolamine solution, Feed water, Feed water, Gas, Gas mixture, Gas mixture, Hydrazine hydrate, Hydrazine solution, Hydrogen, LCQ-2 filter regeneration solutions, Mains water, Mains water, Nitric acid, Nitric acid solution, Nitrogen, Nitrogen, oil, Overheated water, oxygen, phosphate solution, primary coolant, primary coolant, primary coolant, primary coolant, Pulp, radioactive gas, radioactive gas, radioactive gas, radioactive gas, radioactive liquid, reagents, reagents, Sea water, slime, slurry water, Sodium hydroxide, Steam, Steam, Steam, Steam-air mixture, Steam-water mixture, Steam-water mixture, Steam-water mixture, sulphuric acid, sulphuric acid, washing solution, washing solution, washing solution, washing solution, Zinc Compound Solution, Water, Water, Water, Water, Water, Water, Water, Water, Water, Water, Water, Water, Water, Water, Water, Water, Water, Water, Water, Water, Water, Water, Water, Water, drainage |  |  |  |  | 1, 1, 2, 2 | yes
57 | цкб к99195-400 dn 400 pd 0,6 mpа td 60oc морская вода/sea water dn 400 мм pр 0,6 mpа tp 60 0c | 30pcb71aa001 | body and disk material is carbon steel or equivalent with a solid rubberizing resistant to seawater. mating flanges – carbon steel корпус и диск из CS.ст или аналога с твердым гуммированием, стойким к морской воде. ответные фланцы - из - CS ст. | , 4/app. , 4/прил. | place of installation is in attended rooms outside containment. type of structure is two-eccentric with flange. the structure is repairable. outer coating is powder-based epoxi of 250mcm thick not less. material of valve fasteners is stainless steel class а4 or equivalent, toleraable to effects of seawater. return flange and fasteners shall enters supply scope. hydraulic resistance factor 1,0 not above. hydrotest pressure 1,5 рн. l= not above 350mm(with return flanges). type of edge cut -1-24-1(с-24-1), connected pipedn х s-426x12 mm; service life 30 yrs not less. electric actuator shall meet np-068-05 i.5.1, 5.3; electric actuators shall tolerate frequency deviation within range from 49,0 to 50,5 hz – continuously; within range (47,5 – 49,0) hz and (50,5-52,5) hz – up to 5 min once, however not above 750 min for entire service life; within range (46,0 – 47,5) hz – up to 30 s once, however not above 300 min for entire service life; electrically driven seals shall be equipped with limit and moment switches: u - from 24 to 48 v; i - from 1 to 400 mа; emc as per gost 32137-2013 - iii «а»; voltage 220 v deviation from +10 to -15%; 380/220 v deviation from +10 to -15%; time of opening 150 s not above. protection class ip67 characteristics of seawater: - overall solt content 3,6 %; - chlorides 19500 mg/l; - рн 7,7...8,0. место установки - в обслуживаемых помещениях вне герметичной оболочки реактора. конструкция двухэксцентриковая, фланцевая, ремонтопригодная. наружное покрытие эпоксидное порошковое толщиной не менее 250мкм. крепежные изделия арматуры из н/ж стали а4 или аналога, стойкой к морской воде ответные фланцы и крепеж должны входить в поставку. коэффициент гидравлического сопротивления не более 1,0. давление гидроиспытаний - 1,5 рн. герметичность - класс а по гост9544. l= не более 350мм(с ответными фланцами). тип разделки-1-24-1(с-24-1), стыкуемая труба dn х s-426x12 мм; срок службы – не менее 30 лет. э/п должен соответствовать нп-068-05 п.5.1, 5.3; э/п должны допускать работу при отклонении частоты: - в диапазоне от 49,0 до 50,5 гц – длительно; - в диапазонах (47,5 – 49,0) гц и (50,5-52,5) гц – до 5 мин однократно, но не более750 мин в течение срока эксплуатации; - в диапазонах (47,5 – 49,0) гц и (50,5-52,5) гц – до 5 мин однократно, но не более750 мин в течение срока эксплуатации; - в диапазоне (46,0 – 47,5) гц – до 30 сек однократно, но не более 300 мин в течение срока эксплуатации; - в диапазоне (46,0 – 47,5) гц – до 30 сек однократно, но не более 300 мин в течение срока эксплуатации; затворы с электроприводом должны иметь концевые контакты для сигнализации крайнего и промежуточного положений запорного органа, а также моментные выключатели. концевые и моментные выключатели э/п: u - от 24 до 48 в; i - от 1 до 400 ма; эмс по гост 32137-2013 - iii «а»; напряжение питания э/п: 220 в отклонение от +10 до -15%; 380/220 в отклонение от +10 до -15%; t открытия не более 150 с. электроприводы и редукторы должны иметь степень защиты не ниже ip67 хар-ки морской воды: - общее солесодержание 3,6 %; - хлориды 19500 мг/л; - рн 7,7...8,0. | qnc | 1 | Butterfly valve | 220 | pcs. шт. |  | затвор дисковый цкб к99195-400 ду400 рр0.6мпа фланцевый морская вода 60с c электроприводом 2-пм-25 0.025квт ту 3742-044-34390194-2004 4н ii | 2.исуп.9571094 | tm4/iii | 769772 | 30uqa-основная насосная станция / main pump station | 2020-02-26 00:00:00 | 220 | 0 | 0 | 0 | 9(ож1)/iii |  | 110.7.1.1 | 693 | 2.684 | as per type по типу тu 3742-044-34390194-2004 ту 3742-044-34390194-2004; r01.kk34.0.0.sr.tt.wd001; дтт | 1 |  | , Manual, Hydraulic, BS, self-operated, Pneumatic | yes |  | Acid, Acid, Acid, Aggressive water, Aggressive water, Aggressive water, Air, Air, Alkali, Alkali, Alkali, Alkali solution, Ammonia, Ammonia solution, Blowdown water, Boric acid solution, Boric acid solution, Boric acid solution, Boric acid solution, Boric acid solution, Boric acid solution, Boric acid solution, Boric concentrate, Boric concentrate, bottoms liquid, caustic soda, Chemical, Chilled water, Chilled water, coagulant, coagulant solution, Compressed air, Condensate, Condensate, Condensate, Condensate, Condensate, Condensate, Decontamination solution, Decontamination solution, Desalted water, Desalted water, Distillate, Distillate, Ethanolamine solution, Feed water, Feed water, Gas, Gas mixture, Gas mixture, Hydrazine hydrate, Hydrazine solution, Hydrogen, LCQ-2 filter regeneration solutions, Mains water, Mains water, Nitric acid, Nitric acid solution, Nitrogen, Nitrogen, oil, Overheated water, oxygen, phosphate solution, primary coolant, primary coolant, primary coolant, primary coolant, Pulp, radioactive gas, radioactive gas, radioactive gas, radioactive gas, radioactive liquid, reagents, reagents, Sea water, slime, slurry water, Sodium hydroxide, Steam, Steam, Steam, Steam-air mixture, Steam-water mixture, Steam-water mixture, Steam-water mixture, sulphuric acid, sulphuric acid, washing solution, washing solution, washing solution, washing solution, Zinc Compound Solution, Water, Water, Water, Water, Water, Water, Water, Water, Water, Water, Water, Water, Water, Water, Water, Water, Water, Water, Water, Water, Water, Water, Water, Water, drainage |  |  |  |  | 1, 1, 2, 2 | yes
58 | цкб к99195-400 dn 400 pd 0,6 mpа td 60oc морская вода/sea water dn 400 мм pр 0,6 mpа tp 60 0c | 30pcb72aa001 | body and disk material is carbon steel or equivalent with a solid rubberizing resistant to seawater. mating flanges – carbon steel корпус и диск из CS.ст или аналога с твердым гуммированием, стойким к морской воде. ответные фланцы - из - CS ст. | , 4/app. , 4/прил. | place of installation is in attended rooms outside containment. type of structure is two-eccentric with flange. the structure is repairable. outer coating is powder-based epoxi of 250mcm thick not less. material of valve fasteners is stainless steel class а4 or equivalent, toleraable to effects of seawater. return flange and fasteners shall enters supply scope. hydraulic resistance factor 1,0 not above. hydrotest pressure 1,5 рн. l= not above 350mm(with return flanges). type of edge cut -1-24-1(с-24-1), connected pipedn х s-426x12 mm; service life 30 yrs not less. electric actuator shall meet np-068-05 i.5.1, 5.3; electric actuators shall tolerate frequency deviation within range from 49,0 to 50,5 hz – continuously; within range (47,5 – 49,0) hz and (50,5-52,5) hz – up to 5 min once, however not above 750 min for entire service life; within range (46,0 – 47,5) hz – up to 30 s once, however not above 300 min for entire service life; electrically driven seals shall be equipped with limit and moment switches: u - from 24 to 48 v; i - from 1 to 400 mа; emc as per gost 32137-2013 - iii «а»; voltage 220 v deviation from +10 to -15%; 380/220 v deviation from +10 to -15%; time of opening 150 s not above. protection class ip67 characteristics of seawater: - overall solt content 3,6 %; - chlorides 19500 mg/l; - рн 7,7...8,0. место установки - в обслуживаемых помещениях вне герметичной оболочки реактора. конструкция двухэксцентриковая, фланцевая, ремонтопригодная. наружное покрытие эпоксидное порошковое толщиной не менее 250мкм. крепежные изделия арматуры из н/ж стали а4 или аналога, стойкой к морской воде ответные фланцы и крепеж должны входить в поставку. коэффициент гидравлического сопротивления не более 1,0. давление гидроиспытаний - 1,5 рн. герметичность - класс а по гост9544. l= не более 350мм(с ответными фланцами). тип разделки-1-24-1(с-24-1), стыкуемая труба dn х s-426x12 мм; срок службы – не менее 30 лет. э/п должен соответствовать нп-068-05 п.5.1, 5.3; э/п должны допускать работу при отклонении частоты: - в диапазоне от 49,0 до 50,5 гц – длительно; - в диапазонах (47,5 – 49,0) гц и (50,5-52,5) гц – до 5 мин однократно, но не более750 мин в течение срока эксплуатации; - в диапазонах (47,5 – 49,0) гц и (50,5-52,5) гц – до 5 мин однократно, но не более750 мин в течение срока эксплуатации; - в диапазоне (46,0 – 47,5) гц – до 30 сек однократно, но не более 300 мин в течение срока эксплуатации; - в диапазоне (46,0 – 47,5) гц – до 30 сек однократно, но не более 300 мин в течение срока эксплуатации; затворы с электроприводом должны иметь концевые контакты для сигнализации крайнего и промежуточного положений запорного органа, а также моментные выключатели. концевые и моментные выключатели э/п: u - от 24 до 48 в; i - от 1 до 400 ма; эмс по гост 32137-2013 - iii «а»; напряжение питания э/п: 220 в отклонение от +10 до -15%; 380/220 в отклонение от +10 до -15%; t открытия не более 150 с. электроприводы и редукторы должны иметь степень защиты не ниже ip67 хар-ки морской воды: - общее солесодержание 3,6 %; - хлориды 19500 мг/л; - рн 7,7...8,0. | qnc | 1 | Butterfly valve | 220 | pcs. шт. |  | затвор дисковый цкб к99195-400 ду400 рр0.6мпа фланцевый морская вода 60с c электроприводом 2-пм-25 0.025квт ту 3742-044-34390194-2004 4н ii | 2.исуп.9571096 | tm4/iii | 769772 | 30uqa-основная насосная станция / main pump station | 2020-02-26 00:00:00 | 220 | 0 | 0 | 0 | 9(ож1)/iii |  | 110.7.1.1 | 694 | 2.684 | as per type по типу тu 3742-044-34390194-2004 ту 3742-044-34390194-2004; r01.kk34.0.0.sr.tt.wd001; дтт | 1 |  | , Manual, Hydraulic, BS, self-operated, Pneumatic | yes |  | Acid, Acid, Acid, Aggressive water, Aggressive water, Aggressive water, Air, Air, Alkali, Alkali, Alkali, Alkali solution, Ammonia, Ammonia solution, Blowdown water, Boric acid solution, Boric acid solution, Boric acid solution, Boric acid solution, Boric acid solution, Boric acid solution, Boric acid solution, Boric concentrate, Boric concentrate, bottoms liquid, caustic soda, Chemical, Chilled water, Chilled water, coagulant, coagulant solution, Compressed air, Condensate, Condensate, Condensate, Condensate, Condensate, Condensate, Decontamination solution, Decontamination solution, Desalted water, Desalted water, Distillate, Distillate, Ethanolamine solution, Feed water, Feed water, Gas, Gas mixture, Gas mixture, Hydrazine hydrate, Hydrazine solution, Hydrogen, LCQ-2 filter regeneration solutions, Mains water, Mains water, Nitric acid, Nitric acid solution, Nitrogen, Nitrogen, oil, Overheated water, oxygen, phosphate solution, primary coolant, primary coolant, primary coolant, primary coolant, Pulp, radioactive gas, radioactive gas, radioactive gas, radioactive gas, radioactive liquid, reagents, reagents, Sea water, slime, slurry water, Sodium hydroxide, Steam, Steam, Steam, Steam-air mixture, Steam-water mixture, Steam-water mixture, Steam-water mixture, sulphuric acid, sulphuric acid, washing solution, washing solution, washing solution, washing solution, Zinc Compound Solution, Water, Water, Water, Water, Water, Water, Water, Water, Water, Water, Water, Water, Water, Water, Water, Water, Water, Water, Water, Water, Water, Water, Water, Water, drainage |  |  |  |  | 1, 1, 2, 2 | yes
59 | цкб к99195-400 dn 400 pd 0,6 mpа td 60oc морская вода/sea water dn 400 мм pр 0,6 mpа tp 60 0c | 30pcb73aa001 | body and disk material is carbon steel or equivalent with a solid rubberizing resistant to seawater. mating flanges – carbon steel корпус и диск из CS.ст или аналога с твердым гуммированием, стойким к морской воде. ответные фланцы - из - CS ст. | , 4/app. , 4/прил. | place of installation is in attended rooms outside containment. type of structure is two-eccentric with flange. the structure is repairable. outer coating is powder-based epoxi of 250mcm thick not less. material of valve fasteners is stainless steel class а4 or equivalent, toleraable to effects of seawater. return flange and fasteners shall enters supply scope. hydraulic resistance factor 1,0 not above. hydrotest pressure 1,5 рн. l= not above 350mm(with return flanges). type of edge cut -1-24-1(с-24-1), connected pipedn х s-426x12 mm; service life 30 yrs not less. electric actuator shall meet np-068-05 i.5.1, 5.3; electric actuators shall tolerate frequency deviation within range from 49,0 to 50,5 hz – continuously; within range (47,5 – 49,0) hz and (50,5-52,5) hz – up to 5 min once, however not above 750 min for entire service life; within range (46,0 – 47,5) hz – up to 30 s once, however not above 300 min for entire service life; electrically driven seals shall be equipped with limit and moment switches: u - from 24 to 48 v; i - from 1 to 400 mа; emc as per gost 32137-2013 - iii «а»; voltage 220 v deviation from +10 to -15%; 380/220 v deviation from +10 to -15%; time of opening 150 s not above. protection class ip67 characteristics of seawater: - overall solt content 3,6 %; - chlorides 19500 mg/l; - рн 7,7...8,0. место установки - в обслуживаемых помещениях вне герметичной оболочки реактора. конструкция двухэксцентриковая, фланцевая, ремонтопригодная. наружное покрытие эпоксидное порошковое толщиной не менее 250мкм. крепежные изделия арматуры из н/ж стали а4 или аналога, стойкой к морской воде ответные фланцы и крепеж должны входить в поставку. коэффициент гидравлического сопротивления не более 1,0. давление гидроиспытаний - 1,5 рн. герметичность - класс а по гост9544. l= не более 350мм(с ответными фланцами). тип разделки-1-24-1(с-24-1), стыкуемая труба dn х s-426x12 мм; срок службы – не менее 30 лет. э/п должен соответствовать нп-068-05 п.5.1, 5.3; э/п должны допускать работу при отклонении частоты: - в диапазоне от 49,0 до 50,5 гц – длительно; - в диапазонах (47,5 – 49,0) гц и (50,5-52,5) гц – до 5 мин однократно, но не более750 мин в течение срока эксплуатации; - в диапазонах (47,5 – 49,0) гц и (50,5-52,5) гц – до 5 мин однократно, но не более750 мин в течение срока эксплуатации; - в диапазоне (46,0 – 47,5) гц – до 30 сек однократно, но не более 300 мин в течение срока эксплуатации; - в диапазоне (46,0 – 47,5) гц – до 30 сек однократно, но не более 300 мин в течение срока эксплуатации; затворы с электроприводом должны иметь концевые контакты для сигнализации крайнего и промежуточного положений запорного органа, а также моментные выключатели. концевые и моментные выключатели э/п: u - от 24 до 48 в; i - от 1 до 400 ма; эмс по гост 32137-2013 - iii «а»; напряжение питания э/п: 220 в отклонение от +10 до -15%; 380/220 в отклонение от +10 до -15%; t открытия не более 150 с. электроприводы и редукторы должны иметь степень защиты не ниже ip67 хар-ки морской воды: - общее солесодержание 3,6 %; - хлориды 19500 мг/л; - рн 7,7...8,0. | qnc | 1 | Butterfly valve | 220 | pcs. шт. |  | затвор дисковый цкб к99195-400 ду400 рр0.6мпа фланцевый морская вода 60с c электроприводом 2-пм-25 0.025квт ту 3742-044-34390194-2004 4н ii | 2.исуп.9571098 | tm4/iii | 769772 | 30uqa-основная насосная станция / main pump station | 2020-02-26 00:00:00 | 220 | 0 | 0 | 0 | 9(ож1)/iii |  | 110.7.1.1 | 695 | 2.684 | as per type по типу тu 3742-044-34390194-2004 ту 3742-044-34390194-2004; r01.kk34.0.0.sr.tt.wd001; дтт | 1 |  | , Manual, Hydraulic, BS, self-operated, Pneumatic | yes |  | Acid, Acid, Acid, Aggressive water, Aggressive water, Aggressive water, Air, Air, Alkali, Alkali, Alkali, Alkali solution, Ammonia, Ammonia solution, Blowdown water, Boric acid solution, Boric acid solution, Boric acid solution, Boric acid solution, Boric acid solution, Boric acid solution, Boric acid solution, Boric concentrate, Boric concentrate, bottoms liquid, caustic soda, Chemical, Chilled water, Chilled water, coagulant, coagulant solution, Compressed air, Condensate, Condensate, Condensate, Condensate, Condensate, Condensate, Decontamination solution, Decontamination solution, Desalted water, Desalted water, Distillate, Distillate, Ethanolamine solution, Feed water, Feed water, Gas, Gas mixture, Gas mixture, Hydrazine hydrate, Hydrazine solution, Hydrogen, LCQ-2 filter regeneration solutions, Mains water, Mains water, Nitric acid, Nitric acid solution, Nitrogen, Nitrogen, oil, Overheated water, oxygen, phosphate solution, primary coolant, primary coolant, primary coolant, primary coolant, Pulp, radioactive gas, radioactive gas, radioactive gas, radioactive gas, radioactive liquid, reagents, reagents, Sea water, slime, slurry water, Sodium hydroxide, Steam, Steam, Steam, Steam-air mixture, Steam-water mixture, Steam-water mixture, Steam-water mixture, sulphuric acid, sulphuric acid, washing solution, washing solution, washing solution, washing solution, Zinc Compound Solution, Water, Water, Water, Water, Water, Water, Water, Water, Water, Water, Water, Water, Water, Water, Water, Water, Water, Water, Water, Water, Water, Water, Water, Water, drainage |  |  |  |  | 1, 1, 2, 2 | yes
60 | цкб к99195-400 dn 400 pd 0,6 mpа td 60oc морская вода/sea water dn 400 мм pр 0,6 mpа tp 60 0c | 30pcb74aa001 | body and disk material is carbon steel or equivalent with a solid rubberizing resistant to seawater. mating flanges – carbon steel корпус и диск из CS.ст или аналога с твердым гуммированием, стойким к морской воде. ответные фланцы - из - CS ст. | , 4/app. , 4/прил. | place of installation is in attended rooms outside containment. type of structure is two-eccentric with flange. the structure is repairable. outer coating is powder-based epoxi of 250mcm thick not less. material of valve fasteners is stainless steel class а4 or equivalent, toleraable to effects of seawater. return flange and fasteners shall enters supply scope. hydraulic resistance factor 1,0 not above. hydrotest pressure 1,5 рн. l= not above 350mm(with return flanges). type of edge cut -1-24-1(с-24-1), connected pipedn х s-426x12 mm; service life 30 yrs not less. electric actuator shall meet np-068-05 i.5.1, 5.3; electric actuators shall tolerate frequency deviation within range from 49,0 to 50,5 hz – continuously; within range (47,5 – 49,0) hz and (50,5-52,5) hz – up to 5 min once, however not above 750 min for entire service life; within range (46,0 – 47,5) hz – up to 30 s once, however not above 300 min for entire service life; electrically driven seals shall be equipped with limit and moment switches: u - from 24 to 48 v; i - from 1 to 400 mа; emc as per gost 32137-2013 - iii «а»; voltage 220 v deviation from +10 to -15%; 380/220 v deviation from +10 to -15%; time of opening 150 s not above. protection class ip67 characteristics of seawater: - overall solt content 3,6 %; - chlorides 19500 mg/l; - рн 7,7...8,0. конструкция двухэксцентриковая, фланцевая, ремонтопригодная. наружное покрытие эпоксидное порошковое толщиной не менее 250мкм. крепежные изделия арматуры из н/ж стали а4 или аналога, стойкой к морской воде ответные фланцы и крепеж должны входить в поставку. коэффициент гидравлического сопротивления не более 1,0. давление гидроиспытаний - 1,5 рн. герметичность - класс а по гост9544. l= не более 350мм(с ответными фланцами). тип разделки-1-24-1(с-24-1), стыкуемая труба dn х s-426x12 мм; срок службы – не менее 30 лет. э/п должен соответствовать нп-068-05 п.5.1, 5.3; э/п должны допускать работу при отклонении частоты: - в диапазоне от 49,0 до 50,5 гц – длительно; - в диапазонах (47,5 – 49,0) гц и (50,5-52,5) гц – до 5 мин однократно, но не более750 мин в течение срока эксплуатации; - в диапазонах (47,5 – 49,0) гц и (50,5-52,5) гц – до 5 мин однократно, но не более750 мин в течение срока эксплуатации; - в диапазоне (46,0 – 47,5) гц – до 30 сек однократно, но не более 300 мин в течение срока эксплуатации; - в диапазоне (46,0 – 47,5) гц – до 30 сек однократно, но не более 300 мин в течение срока эксплуатации; затворы с электроприводом должны иметь концевые контакты для сигнализации крайнего и промежуточного положений запорного органа, а также моментные выключатели. концевые и моментные выключатели э/п: u - от 24 до 48 в; i - от 1 до 400 ма; эмс по гост 32137-2013 - iii «а»; напряжение питания э/п: 220 в отклонение от +10 до -15%; 380/220 в отклонение от +10 до -15%; t открытия не более 150 с. электроприводы и редукторы должны иметь степень защиты не ниже ip67 хар-ки морской воды: - общее солесодержание 3,6 %; - хлориды 19500 мг/л; - рн 7,7...8,0. | qnc | 1 | Butterfly valve | 220 | pcs. шт. |  | затвор дисковый цкб к99195-400 ду400 рр0.6мпа фланцевый морская вода 60с c электроприводом 2-пм-25 0.025квт ту 3742-044-34390194-2004 4н ii | 2.исуп.9571100 | tm4/iii | 769772 | 30uqa-основная насосная станция / main pump station | 2020-02-26 00:00:00 | 220 | 0 | 0 | 0 | 9(ож1)/iii |  | 110.7.1.1 | 696 | 2.684 | as per type по типу тu 3742-044-34390194-2004 ту 3742-044-34390194-2004; r01.kk34.0.0.sr.tt.wd001; дтт | 1 |  | , Manual, Hydraulic, BS, self-operated, Pneumatic | yes |  | Acid, Acid, Acid, Aggressive water, Aggressive water, Aggressive water, Air, Air, Alkali, Alkali, Alkali, Alkali solution, Ammonia, Ammonia solution, Blowdown water, Boric acid solution, Boric acid solution, Boric acid solution, Boric acid solution, Boric acid solution, Boric acid solution, Boric acid solution, Boric concentrate, Boric concentrate, bottoms liquid, caustic soda, Chemical, Chilled water, Chilled water, coagulant, coagulant solution, Compressed air, Condensate, Condensate, Condensate, Condensate, Condensate, Condensate, Decontamination solution, Decontamination solution, Desalted water, Desalted water, Distillate, Distillate, Ethanolamine solution, Feed water, Feed water, Gas, Gas mixture, Gas mixture, Hydrazine hydrate, Hydrazine solution, Hydrogen, LCQ-2 filter regeneration solutions, Mains water, Mains water, Nitric acid, Nitric acid solution, Nitrogen, Nitrogen, oil, Overheated water, oxygen, phosphate solution, primary coolant, primary coolant, primary coolant, primary coolant, Pulp, radioactive gas, radioactive gas, radioactive gas, radioactive gas, radioactive liquid, reagents, reagents, Sea water, slime, slurry water, Sodium hydroxide, Steam, Steam, Steam, Steam-air mixture, Steam-water mixture, Steam-water mixture, Steam-water mixture, sulphuric acid, sulphuric acid, washing solution, washing solution, washing solution, washing solution, Zinc Compound Solution, Water, Water, Water, Water, Water, Water, Water, Water, Water, Water, Water, Water, Water, Water, Water, Water, Water, Water, Water, Water, Water, Water, Water, Water, drainage |  |  |  |  | 1, 1, 2, 2 | yes
61 | цкб к99195-400 dn 400 pd 0,6 mpа td 60oc морская вода/sea water dn 400 мм pр 0,6 mpа tp 60 0c | 30pcb75aa001 | body and disk material is carbon steel or equivalent with a solid rubberizing resistant to seawater. mating flanges – carbon steel корпус и диск из CS.ст или аналога с твердым гуммированием, стойким к морской воде. ответные фланцы - из - CS ст. | , 4/app. , 4/прил. | place of installation is in attended rooms outside containment. type of structure is two-eccentric with flange. the structure is repairable. outer coating is powder-based epoxi of 250mcm thick not less. material of valve fasteners is stainless steel class а4 or equivalent, toleraable to effects of seawater. return flange and fasteners shall enters supply scope. hydraulic resistance factor 1,0 not above. hydrotest pressure 1,5 рн. l= not above 350mm(with return flanges). type of edge cut -1-24-1(с-24-1), connected pipedn х s-426x12 mm; service life 30 yrs not less. electric actuator shall meet np-068-05 i.5.1, 5.3; electric actuators shall tolerate frequency deviation within range from 49,0 to 50,5 hz – continuously; within range (47,5 – 49,0) hz and (50,5-52,5) hz – up to 5 min once, however not above 750 min for entire service life; within range (46,0 – 47,5) hz – up to 30 s once, however not above 300 min for entire service life; electrically driven seals shall be equipped with limit and moment switches: u - from 24 to 48 v; i - from 1 to 400 mа; emc as per gost 32137-2013 - iii «а»; voltage 220 v deviation from +10 to -15%; 380/220 v deviation from +10 to -15%; time of opening 150 s not above. protection class ip67 characteristics of seawater: - overall solt content 3,6 %; - chlorides 19500 mg/l; - рн 7,7...8,0. место установки - в обслуживаемых помещениях вне герметичной оболочки реактора. конструкция двухэксцентриковая, фланцевая, ремонтопригодная. наружное покрытие эпоксидное порошковое толщиной не менее 250мкм. крепежные изделия арматуры из н/ж стали а4 или аналога, стойкой к морской воде ответные фланцы и крепеж должны входить в поставку. коэффициент гидравлического сопротивления не более 1,0. давление гидроиспытаний - 1,5 рн. герметичность - класс а по гост9544. l= не более 350мм(с ответными фланцами). тип разделки-1-24-1(с-24-1), стыкуемая труба dn х s-426x12 мм; срок службы – не менее 30 лет. э/п должен соответствовать нп-068-05 п.5.1, 5.3; э/п должны допускать работу при отклонении частоты: - в диапазоне от 49,0 до 50,5 гц – длительно; - в диапазонах (47,5 – 49,0) гц и (50,5-52,5) гц – до 5 мин однократно, но не более750 мин в течение срока эксплуатации; - в диапазонах (47,5 – 49,0) гц и (50,5-52,5) гц – до 5 мин однократно, но не более750 мин в течение срока эксплуатации; - в диапазоне (46,0 – 47,5) гц – до 30 сек однократно, но не более 300 мин в течение срока эксплуатации; - в диапазоне (46,0 – 47,5) гц – до 30 сек однократно, но не более 300 мин в течение срока эксплуатации; затворы с электроприводом должны иметь концевые контакты для сигнализации крайнего и промежуточного положений запорного органа, а также моментные выключатели. концевые и моментные выключатели э/п: u - от 24 до 48 в; i - от 1 до 400 ма; эмс по гост 32137-2013 - iii «а»; напряжение питания э/п: 220 в отклонение от +10 до -15%; 380/220 в отклонение от +10 до -15%; t открытия не более 150 с. электроприводы и редукторы должны иметь степень защиты не ниже ip67 хар-ки морской воды: - общее солесодержание 3,6 %; - хлориды 19500 мг/л; - рн 7,7...8,0. | qnc | 1 | Butterfly valve | 220 | pcs. шт. |  | затвор дисковый цкб к99195-400 ду400 рр0.6мпа фланцевый морская вода 60с c электроприводом 2-пм-25 0.025квт ту 3742-044-34390194-2004 4н ii | 2.исуп.9571102 | tm4/iii | 769772 | 30uqa-основная насосная станция / main pump station | 2020-02-26 00:00:00 | 220 | 0 | 0 | 0 | 9(ож1)/iii |  | 110.7.1.1 | 697 | 2.684 | as per type по типу тu 3742-044-34390194-2004 ту 3742-044-34390194-2004; r01.kk34.0.0.sr.tt.wd001; дтт | 1 |  | , Manual, Hydraulic, BS, self-operated, Pneumatic | yes |  | Acid, Acid, Acid, Aggressive water, Aggressive water, Aggressive water, Air, Air, Alkali, Alkali, Alkali, Alkali solution, Ammonia, Ammonia solution, Blowdown water, Boric acid solution, Boric acid solution, Boric acid solution, Boric acid solution, Boric acid solution, Boric acid solution, Boric acid solution, Boric concentrate, Boric concentrate, bottoms liquid, caustic soda, Chemical, Chilled water, Chilled water, coagulant, coagulant solution, Compressed air, Condensate, Condensate, Condensate, Condensate, Condensate, Condensate, Decontamination solution, Decontamination solution, Desalted water, Desalted water, Distillate, Distillate, Ethanolamine solution, Feed water, Feed water, Gas, Gas mixture, Gas mixture, Hydrazine hydrate, Hydrazine solution, Hydrogen, LCQ-2 filter regeneration solutions, Mains water, Mains water, Nitric acid, Nitric acid solution, Nitrogen, Nitrogen, oil, Overheated water, oxygen, phosphate solution, primary coolant, primary coolant, primary coolant, primary coolant, Pulp, radioactive gas, radioactive gas, radioactive gas, radioactive gas, radioactive liquid, reagents, reagents, Sea water, slime, slurry water, Sodium hydroxide, Steam, Steam, Steam, Steam-air mixture, Steam-water mixture, Steam-water mixture, Steam-water mixture, sulphuric acid, sulphuric acid, washing solution, washing solution, washing solution, washing solution, Zinc Compound Solution, Water, Water, Water, Water, Water, Water, Water, Water, Water, Water, Water, Water, Water, Water, Water, Water, Water, Water, Water, Water, Water, Water, Water, Water, drainage |  |  |  |  | 1, 1, 2, 2 | yes
62 | цкб к99195-400 dn 400 pd 0,6 mpа td 60oc морская вода/sea water dn 400 мм pр 0,6 mpа tp 60 0c | 30pcb76aa001 | body and disk material is carbon steel or equivalent with a solid rubberizing resistant to seawater. mating flanges – carbon steel корпус и диск из CS.ст или аналога с твердым гуммированием, стойким к морской воде. ответные фланцы - из - CS ст. | , 4/app. , 4/прил. | place of installation is in attended rooms outside containment. type of structure is two-eccentric with flange. the structure is repairable. outer coating is powder-based epoxi of 250mcm thick not less. material of valve fasteners is stainless steel class а4 or equivalent, toleraable to effects of seawater. return flange and fasteners shall enters supply scope. hydraulic resistance factor 1,0 not above. hydrotest pressure 1,5 рн. l= not above 350mm(with return flanges). type of edge cut -1-24-1(с-24-1), connected pipedn х s-426x12 mm; service life 30 yrs not less. electric actuator shall meet np-068-05 i.5.1, 5.3; electric actuators shall tolerate frequency deviation within range from 49,0 to 50,5 hz – continuously; within range (47,5 – 49,0) hz and (50,5-52,5) hz – up to 5 min once, however not above 750 min for entire service life; within range (46,0 – 47,5) hz – up to 30 s once, however not above 300 min for entire service life; electrically driven seals shall be equipped with limit and moment switches: u - from 24 to 48 v; i - from 1 to 400 mа; emc as per gost 32137-2013 - iii «а»; voltage 220 v deviation from +10 to -15%; 380/220 v deviation from +10 to -15%; time of opening 150 s not above. protection class ip67 characteristics of seawater: - overall solt content 3,6 %; - chlorides 19500 mg/l; - рн 7,7...8,0. место установки - в обслуживаемых помещениях вне герметичной оболочки реактора. конструкция двухэксцентриковая, фланцевая, ремонтопригодная. наружное покрытие эпоксидное порошковое толщиной не менее 250мкм. крепежные изделия арматуры из н/ж стали а4 или аналога, стойкой к морской воде ответные фланцы и крепеж должны входить в поставку. коэффициент гидравлического сопротивления не более 1,0. давление гидроиспытаний - 1,5 рн. герметичность - класс а по гост9544. l= не более 350мм(с ответными фланцами). тип разделки-1-24-1(с-24-1), стыкуемая труба dn х s-426x12 мм; срок службы – не менее 30 лет. э/п должен соответствовать нп-068-05 п.5.1, 5.3; э/п должны допускать работу при отклонении частоты: - в диапазоне от 49,0 до 50,5 гц – длительно; - в диапазонах (47,5 – 49,0) гц и (50,5-52,5) гц – до 5 мин однократно, но не более750 мин в течение срока эксплуатации; - в диапазонах (47,5 – 49,0) гц и (50,5-52,5) гц – до 5 мин однократно, но не более750 мин в течение срока эксплуатации; - в диапазоне (46,0 – 47,5) гц – до 30 сек однократно, но не более 300 мин в течение срока эксплуатации; - в диапазоне (46,0 – 47,5) гц – до 30 сек однократно, но не более 300 мин в течение срока эксплуатации; затворы с электроприводом должны иметь концевые контакты для сигнализации крайнего и промежуточного положений запорного органа, а также моментные выключатели. концевые и моментные выключатели э/п: u - от 24 до 48 в; i - от 1 до 400 ма; эмс по гост 32137-2013 - iii «а»; напряжение питания э/п: 220 в отклонение от +10 до -15%; 380/220 в отклонение от +10 до -15%; t открытия не более 150 с. электроприводы и редукторы должны иметь степень защиты не ниже ip67 хар-ки морской воды: - общее солесодержание 3,6 %; - хлориды 19500 мг/л; - рн 7,7...8,0. | qnc | 1 | Butterfly valve | 220 | pcs. шт. |  | затвор дисковый цкб к99195-400 ду400 рр0.6мпа фланцевый морская вода 60с c электроприводом 2-пм-25 0.025квт ту 3742-044-34390194-2004 4н ii | 2.исуп.9571104 | tm4/iii | 769772 | 30uqa-основная насосная станция / main pump station | 2020-02-26 00:00:00 | 220 | 0 | 0 | 0 | 9(ож1)/iii |  | 110.7.1.1 | 698 | 2.684 | as per type по типу тu 3742-044-34390194-2004 ту 3742-044-34390194-2004; r01.kk34.0.0.sr.tt.wd001; дтт | 1 |  | , Manual, Hydraulic, BS, self-operated, Pneumatic | yes |  | Acid, Acid, Acid, Aggressive water, Aggressive water, Aggressive water, Air, Air, Alkali, Alkali, Alkali, Alkali solution, Ammonia, Ammonia solution, Blowdown water, Boric acid solution, Boric acid solution, Boric acid solution, Boric acid solution, Boric acid solution, Boric acid solution, Boric acid solution, Boric concentrate, Boric concentrate, bottoms liquid, caustic soda, Chemical, Chilled water, Chilled water, coagulant, coagulant solution, Compressed air, Condensate, Condensate, Condensate, Condensate, Condensate, Condensate, Decontamination solution, Decontamination solution, Desalted water, Desalted water, Distillate, Distillate, Ethanolamine solution, Feed water, Feed water, Gas, Gas mixture, Gas mixture, Hydrazine hydrate, Hydrazine solution, Hydrogen, LCQ-2 filter regeneration solutions, Mains water, Mains water, Nitric acid, Nitric acid solution, Nitrogen, Nitrogen, oil, Overheated water, oxygen, phosphate solution, primary coolant, primary coolant, primary coolant, primary coolant, Pulp, radioactive gas, radioactive gas, radioactive gas, radioactive gas, radioactive liquid, reagents, reagents, Sea water, slime, slurry water, Sodium hydroxide, Steam, Steam, Steam, Steam-air mixture, Steam-water mixture, Steam-water mixture, Steam-water mixture, sulphuric acid, sulphuric acid, washing solution, washing solution, washing solution, washing solution, Zinc Compound Solution, Water, Water, Water, Water, Water, Water, Water, Water, Water, Water, Water, Water, Water, Water, Water, Water, Water, Water, Water, Water, Water, Water, Water, Water, drainage |  |  |  |  | 1, 1, 2, 2 | yes
63 | цкб к99195-500 dn 500 pd 0,6 mpа td 60oc морская вода/sea water dn 500 мм pр 0,6 mpа тр 60 0c | 30pcb40aa001 | body and disk material is carbon steel or equivalent with a solid rubberizing resistant to seawater. mating flanges – carbon steel корпус и диск из CS.ст или аналога с твердым гуммированием, стойким к морской воде. ответные фланцы - из - CS ст. | , 4/app. , 4/прил. | place of installation is in attended rooms outside containment. type of structure is two-eccentric with flange. the structure is repairable. outer coating is powder-based epoxi of 250mcm thick not less. material of valve fasteners is stainless steel class а4 or equivalent, toleraable to effects of seawater. return flange and fasteners shall enters supply scope. hydraulic resistance factor 1,0 not above. hydrotest pressure 1,5 рн. l= not above 400mm(with return flanges). type of edge cut -1-24-1(с-24-1), connected pipedn х s-530x12 mm; service life 30 yrs not less. electric actuator shall meet np-068-05 i.5.1, 5.3; electric actuators shall tolerate frequency deviation within range from 49,0 to 50,5 hz – continuously; within range (47,5 – 49,0) hz and (50,5-52,5) hz – up to 5 min once, however not above 750 min for entire service life; within range (46,0 – 47,5) hz – up to 30 s once, however not above 300 min for entire service life; electrically driven seals shall be equipped with limit and moment switches: u - from 24 to 48 v; i - from 1 to 400 mа; emc as per gost 32137-2013 - iii «а»; voltage 220 v deviation from +10 to -15%; 380/220 v deviation from +10 to -15%; time of opening 150 s not above. protection class ip67 characteristics of seawater: - overall solt content 3,6 %; - chlorides 19500 mg/l; - рн 7,7...8,0. место установки - в обслуживаемых помещениях вне герметичной оболочки реактора. конструкция двухэксцентриковая, фланцевая, ремонтопригодная. наружное покрытие эпоксидное порошковое толщиной не менее 250мкм. крепежные изделия арматуры из н/ж стали а4 или аналога, стойкой к морской воде ответные фланцы и крепеж должны входить в поставку. коэффициент гидравлического сопротивления не более 1,0. давление гидроиспытаний - 1,5 рн. герметичность - класс а по гост9544. l= не более 400мм(с ответными фланцами). тип разделки-1-24-1(с-24-1), стыкуемая труба dn х s-530x12 мм; срок службы – не менее 30 лет. э/п должен соответствовать нп-068-05 п.5.1, 5.3; э/п должны допускать работу при отклонении частоты: - в диапазоне от 49,0 до 50,5 гц – длительно; - в диапазонах (47,5 – 49,0) гц и (50,5-52,5) гц – до 5 мин однократно, но не более750 мин в течение срока эксплуатации; - в диапазонах (47,5 – 49,0) гц и (50,5-52,5) гц – до 5 мин однократно, но не более750 мин в течение срока эксплуатации; - в диапазоне (46,0 – 47,5) гц – до 30 сек однократно, но не более 300 мин в течение срока эксплуатации; - в диапазоне (46,0 – 47,5) гц – до 30 сек однократно, но не более 300 мин в течение срока эксплуатации; затворы с электроприводом должны иметь концевые контакты для сигнализации крайнего и промежуточного положений запорного органа, а также моментные выключатели. концевые и моментные выключатели э/п: u - от 24 до 48 в; i - от 1 до 400 ма; эмс по гост 32137-2013 - iii «а»; напряжение питания э/п: 220 в отклонение от +10 до -15%; 380/220 в отклонение от +10 до -15%; t открытия не более 150 с. электроприводы и редукторы должны иметь степень защиты не ниже ip67 хар-ки морской воды: - общее солесодержание 3,6 %; - хлориды 19500 мг/л; - рн 7,7...8,0. | qnc | 1 | Butterfly valve | 400 | pcs. шт. |  | затвор дисковый цкб к99195-400 ду400 рр0.6мпа фланцевый морская вода 60с c электроприводом 2-пм-25 0.025квт ту 3742-044-34390194-2004 4н ii | 2.исуп.9571106 | tm4/iii | 769772 | 30uqa-основная насосная станция / main pump station | 2020-02-26 00:00:00 | 400 | 0 | 0 | 0 | 9(ож1)/iii |  | 110.7.1.1 | 699 | 2.684 | as per type по типу тu 3742-044-34390194-2004 ту 3742-044-34390194-2004; r01.kk34.0.0.sr.tt.wd001; дтт | 1 |  | , Manual, Hydraulic, BS, self-operated, Pneumatic | yes |  | Acid, Acid, Acid, Aggressive water, Aggressive water, Aggressive water, Air, Air, Alkali, Alkali, Alkali, Alkali solution, Ammonia, Ammonia solution, Blowdown water, Boric acid solution, Boric acid solution, Boric acid solution, Boric acid solution, Boric acid solution, Boric acid solution, Boric acid solution, Boric concentrate, Boric concentrate, bottoms liquid, caustic soda, Chemical, Chilled water, Chilled water, coagulant, coagulant solution, Compressed air, Condensate, Condensate, Condensate, Condensate, Condensate, Condensate, Decontamination solution, Decontamination solution, Desalted water, Desalted water, Distillate, Distillate, Ethanolamine solution, Feed water, Feed water, Gas, Gas mixture, Gas mixture, Hydrazine hydrate, Hydrazine solution, Hydrogen, LCQ-2 filter regeneration solutions, Mains water, Mains water, Nitric acid, Nitric acid solution, Nitrogen, Nitrogen, oil, Overheated water, oxygen, phosphate solution, primary coolant, primary coolant, primary coolant, primary coolant, Pulp, radioactive gas, radioactive gas, radioactive gas, radioactive gas, radioactive liquid, reagents, reagents, Sea water, slime, slurry water, Sodium hydroxide, Steam, Steam, Steam, Steam-air mixture, Steam-water mixture, Steam-water mixture, Steam-water mixture, sulphuric acid, sulphuric acid, washing solution, washing solution, washing solution, washing solution, Zinc Compound Solution, Water, Water, Water, Water, Water, Water, Water, Water, Water, Water, Water, Water, Water, Water, Water, Water, Water, Water, Water, Water, Water, Water, Water, Water, drainage |  |  |  |  | 1, 1, 2, 2 | yes
64 | цкб п99199-300 dn 300 pd 1,0 mpа td 60 0c medium is sea water dn 300 pр 1,0 mpа tр 60 0c среда - морская вода | 30pun10aa001 | body and disk material is carbon steel or equivalent with a solid rubberizing resistant to seawater. mating flanges – carbon steel корпус и диск из CS.ст или аналога с твердым гуммированием, стойким к морской воде. ответные фланцы - из - CS ст. | , 4/app. , 4/прил. | place of installation is in attended rooms outside containment. type of structure is two-eccentric with flange. the structure is repairable. outer coating is powder-based epoxi of 250mcm thick not less. material of valve fasteners is stainless steel class а4 or equivalent, toleraable to effects of seawater. return flange and fasteners shall enters supply scope. hydraulic resistance factor 1,0 not above. hydrotest pressure 1,5 рн. l= not above 350mm(with return flanges). type of edge cut -1-24-1(с-24-1), connected pipedn х s-325x8 mm; service life 30 yrs not less. electric actuator shall meet np-068-05 i.5.1, 5.3; electric actuators shall tolerate frequency deviation within range from 49,0 to 50,5 hz – continuously; within range (47,5 – 49,0) hz and (50,5-52,5) hz – up to 5 min once, however not above 750 min for entire service life; within range (46,0 – 47,5) hz – up to 30 s once, however not above 300 min for entire service life; electrically driven seals shall be equipped with limit and moment switches: u - from 24 to 48 v; i - from 1 to 400 mа; emc as per gost 32137-2013 - iii «а»; voltage 220 v deviation from +10 to -15%; 380/220 v deviation from +10 to -15%; time of opening 120 s not above. protection class ip67 characteristics of seawater: - overall solt content 3,6 %; - chlorides 19500 mg/l; - рн 7,7...8,0. место установки - в обслуживаемых помещениях вне герметичной оболочки реактора. конструкция двухэксцентриковая, фланцевая, ремонтопригодная. наружное покрытие эпоксидное порошковое толщиной не менее 250мкм. крепежные изделия арматуры из н/ж стали а4 или аналога, стойкой к морской воде ответные фланцы и крепеж должны входить в поставку. коэффициент гидравлического сопротивления не более 1,0. давление гидроиспытаний - 1,5 рн. герметичность - класс а по гост9544. l= не более 350мм(с ответными фланцами). тип разделки-1-24-1(с-24-1), стыкуемая труба dn х s-325x8 мм; срок службы – не менее 30 лет. э/п должен соответствовать нп-068-05 п.5.1, 5.3; э/п должны допускать работу при отклонении частоты: - в диапазоне от 49,0 до 50,5 гц – длительно; - в диапазонах (47,5 – 49,0) гц и (50,5-52,5) гц – до 5 мин однократно, но не более750 мин в течение срока эксплуатации; - в диапазонах (47,5 – 49,0) гц и (50,5-52,5) гц – до 5 мин однократно, но не более750 мин в течение срока эксплуатации; - в диапазоне (46,0 – 47,5) гц – до 30 сек однократно, но не более 300 мин в течение срока эксплуатации; - в диапазоне (46,0 – 47,5) гц – до 30 сек однократно, но не более 300 мин в течение срока эксплуатации; затворы с электроприводом должны иметь концевые контакты для сигнализации крайнего и промежуточного положений запорного органа, а также моментные выключатели. концевые и моментные выключатели э/п: u - от 24 до 48 в; i - от 1 до 400 ма; эмс по гост 32137-2013 - iii «а»; напряжение питания э/п: 220 в отклонение от +10 до -15%; 380/220 в отклонение от +10 до -15%; t открытия не более 120 с. электроприводы и редукторы должны иметь степень защиты не ниже ip67. хар-ки морской воды: - общее солесодержание 3,6 %; - хлориды 19500 мг/л; - рн 7,7...8,0. | qnc | 1 | Butterfly valve | 112 | pcs. шт. |  | затвор дисковый цкб п99199-300 маткорп=сталь углеродистая 20 dn=300 p=1мпа рабср=вода морская спосприсоед=межфланцевый спосупр=встроенный электропривод tрасч=60 °с 4 н ii ту 3741-056-34390194-2004 | 2.исуп.9571108 | tm4/iii | 1016556 | 30uqa-основная насосная станция / main pump station | 2020-02-26 00:00:00 | 112 | 0 | 0 | 0 | 9(ож1)/iii |  | 110.7.1.2 | 700 | 2.686 | as per type по типу тu 3741-056-34390194-2004 ту 3741-056-34390194-2004; r01.kk34.0.0.sr.tt.wd001; дтт | 1 |  | , Manual, Hydraulic, BS, self-operated, Pneumatic | yes |  | Acid, Acid, Acid, Aggressive water, Aggressive water, Aggressive water, Air, Air, Alkali, Alkali, Alkali, Alkali solution, Ammonia, Ammonia solution, Blowdown water, Boric acid solution, Boric acid solution, Boric acid solution, Boric acid solution, Boric acid solution, Boric acid solution, Boric acid solution, Boric concentrate, Boric concentrate, bottoms liquid, caustic soda, Chemical, Chilled water, Chilled water, coagulant, coagulant solution, Compressed air, Condensate, Condensate, Condensate, Condensate, Condensate, Condensate, Decontamination solution, Decontamination solution, Desalted water, Desalted water, Distillate, Distillate, Ethanolamine solution, Feed water, Feed water, Gas, Gas mixture, Gas mixture, Hydrazine hydrate, Hydrazine solution, Hydrogen, LCQ-2 filter regeneration solutions, Mains water, Mains water, Nitric acid, Nitric acid solution, Nitrogen, Nitrogen, oil, Overheated water, oxygen, phosphate solution, primary coolant, primary coolant, primary coolant, primary coolant, Pulp, radioactive gas, radioactive gas, radioactive gas, radioactive gas, radioactive liquid, reagents, reagents, Sea water, slime, slurry water, Sodium hydroxide, Steam, Steam, Steam, Steam-air mixture, Steam-water mixture, Steam-water mixture, Steam-water mixture, sulphuric acid, sulphuric acid, washing solution, washing solution, washing solution, washing solution, Zinc Compound Solution, Water, Water, Water, Water, Water, Water, Water, Water, Water, Water, Water, Water, Water, Water, Water, Water, Water, Water, Water, Water, Water, Water, Water, Water, drainage |  |  |  |  | 1, 1, 2, 2 | yes
65 | цкб п99199-300 dn 300 pd 1,0 mpа td 60 0c medium is sea water dn 300 pр 1,0 mpа tр 60 0c среда - морская вода | 30pun10aa002 | body and disk material is carbon steel or equivalent with a solid rubberizing resistant to seawater. mating flanges – carbon steel корпус и диск из CS.ст или аналога с твердым гуммированием, стойким к морской воде. ответные фланцы - из - CS ст. | , 4/app. , 4/прил. | place of installation is in attended rooms outside containment. type of structure is two-eccentric with flange. the structure is repairable. outer coating is powder-based epoxi of 250mcm thick not less. material of valve fasteners is stainless steel class а4 or equivalent, toleraable to effects of seawater. return flange and fasteners shall enters supply scope. hydraulic resistance factor 1,0 not above. hydrotest pressure 1,5 рн. l= not above 350mm(with return flanges). type of edge cut -1-24-1(с-24-1), connected pipedn х s-325x8 mm; service life 30 yrs not less. electric actuator shall meet np-068-05 i.5.1, 5.3; electric actuators shall tolerate frequency deviation within range from 49,0 to 50,5 hz – continuously; within range (47,5 – 49,0) hz and (50,5-52,5) hz – up to 5 min once, however not above 750 min for entire service life; within range (46,0 – 47,5) hz – up to 30 s once, however not above 300 min for entire service life; electrically driven seals shall be equipped with limit and moment switches: u - from 24 to 48 v; i - from 1 to 400 mа; emc as per gost 32137-2013 - iii «а»; voltage 220 v deviation from +10 to -15%; 380/220 v deviation from +10 to -15%; time of opening 120 s not above. protection class ip67 characteristics of seawater: - overall solt content 3,6 %; - chlorides 19500 mg/l; - рн 7,7...8,0. место установки - в обслуживаемых помещениях вне герметичной оболочки реактора. конструкция двухэксцентриковая, фланцевая, ремонтопригодная. наружное покрытие эпоксидное порошковое толщиной не менее 250мкм. крепежные изделия арматуры из н/ж стали а4 или аналога, стойкой к морской воде ответные фланцы и крепеж должны входить в поставку. коэффициент гидравлического сопротивления не более 1,0. давление гидроиспытаний - 1,5 рн. герметичность - класс а по гост9544. l= не более 350мм(с ответными фланцами). тип разделки-1-24-1(с-24-1), стыкуемая труба dn х s-325x8 мм; срок службы – не менее 30 лет. э/п должен соответствовать нп-068-05 п.5.1, 5.3; э/п должны допускать работу при отклонении частоты: - в диапазоне от 49,0 до 50,5 гц – длительно; - в диапазонах (47,5 – 49,0) гц и (50,5-52,5) гц – до 5 мин однократно, но не более750 мин в течение срока эксплуатации; - в диапазонах (47,5 – 49,0) гц и (50,5-52,5) гц – до 5 мин однократно, но не более750 мин в течение срока эксплуатации; - в диапазоне (46,0 – 47,5) гц – до 30 сек однократно, но не более 300 мин в течение срока эксплуатации; - в диапазоне (46,0 – 47,5) гц – до 30 сек однократно, но не более 300 мин в течение срока эксплуатации; затворы с электроприводом должны иметь концевые контакты для сигнализации крайнего и промежуточного положений запорного органа, а также моментные выключатели. концевые и моментные выключатели э/п: u - от 24 до 48 в; i - от 1 до 400 ма; эмс по гост 32137-2013 - iii «а»; напряжение питания э/п: 220 в отклонение от +10 до -15%; 380/220 в отклонение от +10 до -15%; t открытия не более 120 с. электроприводы и редукторы должны иметь степень защиты не ниже ip67. хар-ки морской воды: - общее солесодержание 3,6 %; - хлориды 19500 мг/л; - рн 7,7...8,0. | qnc | 1 | Butterfly valve | 112 | pcs. шт. |  | затвор дисковый цкб п99199-300 маткорп=сталь углеродистая 20 dn=300 p=1мпа рабср=вода морская спосприсоед=межфланцевый спосупр=встроенный электропривод tрасч=60 °с 4 н ii ту 3741-056-34390194-2004 | 2.исуп.9571110 | tm4/iii | 1016556 | 30uqa-основная насосная станция / main pump station | 2020-02-26 00:00:00 | 112 | 0 | 0 | 0 | 9(ож1)/iii |  | 110.7.1.2 | 701 | 2.686 | as per type по типу тu 3741-056-34390194-2004 ту 3741-056-34390194-2004; r01.kk34.0.0.sr.tt.wd001; дтт | 1 |  | , Manual, Hydraulic, BS, self-operated, Pneumatic | yes |  | Acid, Acid, Acid, Aggressive water, Aggressive water, Aggressive water, Air, Air, Alkali, Alkali, Alkali, Alkali solution, Ammonia, Ammonia solution, Blowdown water, Boric acid solution, Boric acid solution, Boric acid solution, Boric acid solution, Boric acid solution, Boric acid solution, Boric acid solution, Boric concentrate, Boric concentrate, bottoms liquid, caustic soda, Chemical, Chilled water, Chilled water, coagulant, coagulant solution, Compressed air, Condensate, Condensate, Condensate, Condensate, Condensate, Condensate, Decontamination solution, Decontamination solution, Desalted water, Desalted water, Distillate, Distillate, Ethanolamine solution, Feed water, Feed water, Gas, Gas mixture, Gas mixture, Hydrazine hydrate, Hydrazine solution, Hydrogen, LCQ-2 filter regeneration solutions, Mains water, Mains water, Nitric acid, Nitric acid solution, Nitrogen, Nitrogen, oil, Overheated water, oxygen, phosphate solution, primary coolant, primary coolant, primary coolant, primary coolant, Pulp, radioactive gas, radioactive gas, radioactive gas, radioactive gas, radioactive liquid, reagents, reagents, Sea water, slime, slurry water, Sodium hydroxide, Steam, Steam, Steam, Steam-air mixture, Steam-water mixture, Steam-water mixture, Steam-water mixture, sulphuric acid, sulphuric acid, washing solution, washing solution, washing solution, washing solution, Zinc Compound Solution, Water, Water, Water, Water, Water, Water, Water, Water, Water, Water, Water, Water, Water, Water, Water, Water, Water, Water, Water, Water, Water, Water, Water, Water, drainage |  |  |  |  | 1, 1, 2, 2 | yes
66 | цкб п99199-300 dn 300 pd 1,0 mpа td 60 0c medium is sea water dn 300 pр 1,0 mpа tр 60 0c среда - морская вода | 30pcb51aa001 | body and disk material is carbon steel or equivalent with a solid rubberizing resistant to seawater. mating flanges – carbon steel корпус и диск из CS.ст или аналога с твердым гуммированием, стойким к морской воде. ответные фланцы - из - CS ст. | , 4/app. , 4/прил. | place of installation is in attended rooms outside containment. type of structure is two-eccentric with flange. the structure is repairable. outer coating is powder-based epoxi of 250mcm thick not less. material of valve fasteners is stainless steel class а4 or equivalent, toleraable to effects of seawater. return flange and fasteners shall enters supply scope. hydraulic resistance factor 1,0 not above. hydrotest pressure 1,5 рн. l= not above 350mm(with return flanges). type of edge cut -1-24-1(с-24-1), connected pipedn х s-325x8 mm; service life 30 yrs not less. electric actuator shall meet np-068-05 i.5.1, 5.3; electric actuators shall tolerate frequency deviation within range from 49,0 to 50,5 hz – continuously; within range (47,5 – 49,0) hz and (50,5-52,5) hz – up to 5 min once, however not above 750 min for entire service life; within range (46,0 – 47,5) hz – up to 30 s once, however not above 300 min for entire service life; electrically driven seals shall be equipped with limit and moment switches: u - from 24 to 48 v; i - from 1 to 400 mа; emc as per gost 32137-2013 - iii «а»; voltage 220 v deviation from +10 to -15%; 380/220 v deviation from +10 to -15%; time of opening 120 s not above. protection class ip67 characteristics of seawater: - overall solt content 3,6 %; - chlorides 19500 mg/l; - рн 7,7...8,0. место установки - в обслуживаемых помещениях вне герметичной оболочки реактора. конструкция двухэксцентриковая, фланцевая, ремонтопригодная. наружное покрытие эпоксидное порошковое толщиной не менее 250мкм. крепежные изделия арматуры из н/ж стали а4 или аналога, стойкой к морской воде ответные фланцы и крепеж должны входить в поставку. коэффициент гидравлического сопротивления не более 1,0. давление гидроиспытаний - 1,5 рн. герметичность - класс а по гост9544. l= не более 350мм(с ответными фланцами). тип разделки-1-24-1(с-24-1), стыкуемая труба dn х s-325x8 мм; срок службы – не менее 30 лет. э/п должен соответствовать нп-068-05 п.5.1, 5.3; э/п должны допускать работу при отклонении частоты: - в диапазоне от 49,0 до 50,5 гц – длительно; - в диапазонах (47,5 – 49,0) гц и (50,5-52,5) гц – до 5 мин однократно, но не более750 мин в течение срока эксплуатации; - в диапазонах (47,5 – 49,0) гц и (50,5-52,5) гц – до 5 мин однократно, но не более750 мин в течение срока эксплуатации; - в диапазоне (46,0 – 47,5) гц – до 30 сек однократно, но не более 300 мин в течение срока эксплуатации; - в диапазоне (46,0 – 47,5) гц – до 30 сек однократно, но не более 300 мин в течение срока эксплуатации; затворы с электроприводом должны иметь концевые контакты для сигнализации крайнего и промежуточного положений запорного органа, а также моментные выключатели. концевые и моментные выключатели э/п: u - от 24 до 48 в; i - от 1 до 400 ма; эмс по гост 32137-2013 - iii «а»; напряжение питания э/п: 220 в отклонение от +10 до -15%; 380/220 в отклонение от +10 до -15%; t открытия не более 120 с. электроприводы и редукторы должны иметь степень защиты не ниже ip67. хар-ки морской воды: - общее солесодержание 3,6 %; - хлориды 19500 мг/л; - рн 7,7...8,0. | qnc | 1 | Butterfly valve | 112 | pcs. шт. |  | затвор дисковый цкб п99199-300 маткорп=сталь углеродистая 20 dn=300 p=1мпа рабср=вода морская спосприсоед=межфланцевый спосупр=встроенный электропривод tрасч=60 °с 4 н ii ту 3741-056-34390194-2004 | 2.исуп.9571116 | tm4/iii | 1016556 | 30uqa-основная насосная станция / main pump station | 2020-02-26 00:00:00 | 112 | 0 | 0 | 0 | 9(ож1)/iii |  | 110.7.1.2 | 702 | 2.686 | as per type по типу тu 3741-056-34390194-2004 ту 3741-056-34390194-2004; r01.kk34.0.0.sr.tt.wd001; дтт | 1 |  | , Manual, Hydraulic, BS, self-operated, Pneumatic | yes |  | Acid, Acid, Acid, Aggressive water, Aggressive water, Aggressive water, Air, Air, Alkali, Alkali, Alkali, Alkali solution, Ammonia, Ammonia solution, Blowdown water, Boric acid solution, Boric acid solution, Boric acid solution, Boric acid solution, Boric acid solution, Boric acid solution, Boric acid solution, Boric concentrate, Boric concentrate, bottoms liquid, caustic soda, Chemical, Chilled water, Chilled water, coagulant, coagulant solution, Compressed air, Condensate, Condensate, Condensate, Condensate, Condensate, Condensate, Decontamination solution, Decontamination solution, Desalted water, Desalted water, Distillate, Distillate, Ethanolamine solution, Feed water, Feed water, Gas, Gas mixture, Gas mixture, Hydrazine hydrate, Hydrazine solution, Hydrogen, LCQ-2 filter regeneration solutions, Mains water, Mains water, Nitric acid, Nitric acid solution, Nitrogen, Nitrogen, oil, Overheated water, oxygen, phosphate solution, primary coolant, primary coolant, primary coolant, primary coolant, Pulp, radioactive gas, radioactive gas, radioactive gas, radioactive gas, radioactive liquid, reagents, reagents, Sea water, slime, slurry water, Sodium hydroxide, Steam, Steam, Steam, Steam-air mixture, Steam-water mixture, Steam-water mixture, Steam-water mixture, sulphuric acid, sulphuric acid, washing solution, washing solution, washing solution, washing solution, Zinc Compound Solution, Water, Water, Water, Water, Water, Water, Water, Water, Water, Water, Water, Water, Water, Water, Water, Water, Water, Water, Water, Water, Water, Water, Water, Water, drainage |  |  |  |  | 1, 1, 2, 2 | yes
67 | цкб п99199-300 dn 300 pd 1,0 mpа td 60 0c medium is sea water dn 300 pр 1,0 mpа tр 60 0c среда - морская вода | 30pcb52aa001 | body and disk material is carbon steel or equivalent with a solid rubberizing resistant to seawater. mating flanges – carbon steel корпус и диск из CS.ст или аналога с твердым гуммированием, стойким к морской воде. ответные фланцы - из - CS ст. | , 4/app. , 4/прил. | place of installation is in attended rooms outside containment. type of structure is two-eccentric with flange. the structure is repairable. outer coating is powder-based epoxi of 250mcm thick not less. material of valve fasteners is stainless steel class а4 or equivalent, toleraable to effects of seawater. return flange and fasteners shall enters supply scope. hydraulic resistance factor 1,0 not above. hydrotest pressure 1,5 рн. l= not above 350mm(with return flanges). type of edge cut -1-24-1(с-24-1), connected pipedn х s-325x8 mm; service life 30 yrs not less. electric actuator shall meet np-068-05 i.5.1, 5.3; electric actuators shall tolerate frequency deviation within range from 49,0 to 50,5 hz – continuously; within range (47,5 – 49,0) hz and (50,5-52,5) hz – up to 5 min once, however not above 750 min for entire service life; within range (46,0 – 47,5) hz – up to 30 s once, however not above 300 min for entire service life; electrically driven seals shall be equipped with limit and moment switches: u - from 24 to 48 v; i - from 1 to 400 mа; emc as per gost 32137-2013 - iii «а»; voltage 220 v deviation from +10 to -15%; 380/220 v deviation from +10 to -15%; time of opening 120 s not above. protection class ip67 characteristics of seawater: - overall solt content 3,6 %; - chlorides 19500 mg/l; - рн 7,7...8,0. место установки - в обслуживаемых помещениях вне герметичной оболочки реактора. конструкция двухэксцентриковая, фланцевая, ремонтопригодная. наружное покрытие эпоксидное порошковое толщиной не менее 250мкм. крепежные изделия арматуры из н/ж стали а4 или аналога, стойкой к морской воде ответные фланцы и крепеж должны входить в поставку. коэффициент гидравлического сопротивления не более 1,0. давление гидроиспытаний - 1,5 рн. герметичность - класс а по гост9544. l= не более 350мм(с ответными фланцами). тип разделки-1-24-1(с-24-1), стыкуемая труба dn х s-325x8 мм; срок службы – не менее 30 лет. э/п должен соответствовать нп-068-05 п.5.1, 5.3; э/п должны допускать работу при отклонении частоты: - в диапазоне от 49,0 до 50,5 гц – длительно; - в диапазонах (47,5 – 49,0) гц и (50,5-52,5) гц – до 5 мин однократно, но не более750 мин в течение срока эксплуатации; - в диапазонах (47,5 – 49,0) гц и (50,5-52,5) гц – до 5 мин однократно, но не более750 мин в течение срока эксплуатации; - в диапазоне (46,0 – 47,5) гц – до 30 сек однократно, но не более 300 мин в течение срока эксплуатации; - в диапазоне (46,0 – 47,5) гц – до 30 сек однократно, но не более 300 мин в течение срока эксплуатации; затворы с электроприводом должны иметь концевые контакты для сигнализации крайнего и промежуточного положений запорного органа, а также моментные выключатели. концевые и моментные выключатели э/п: u - от 24 до 48 в; i - от 1 до 400 ма; эмс по гост 32137-2013 - iii «а»; напряжение питания э/п: 220 в отклонение от +10 до -15%; 380/220 в отклонение от +10 до -15%; t открытия не более 120 с. электроприводы и редукторы должны иметь степень защиты не ниже ip67. хар-ки морской воды: - общее солесодержание 3,6 %; - хлориды 19500 мг/л; - рн 7,7...8,0. | qnc | 1 | Butterfly valve | 112 | pcs. шт. |  | затвор дисковый цкб п99199-300 маткорп=сталь углеродистая 20 dn=300 p=1мпа рабср=вода морская спосприсоед=межфланцевый спосупр=встроенный электропривод tрасч=60 °с 4 н ii ту 3741-056-34390194-2004 | 2.исуп.9571118 | tm4/iii | 1016556 | 30uqa-основная насосная станция / main pump station | 2020-02-26 00:00:00 | 112 | 0 | 0 | 0 | 9(ож1)/iii |  | 110.7.1.2 | 703 | 2.686 | as per type по типу тu 3741-056-34390194-2004 ту 3741-056-34390194-2004; r01.kk34.0.0.sr.tt.wd001; дтт | 1 |  | , Manual, Hydraulic, BS, self-operated, Pneumatic | yes |  | Acid, Acid, Acid, Aggressive water, Aggressive water, Aggressive water, Air, Air, Alkali, Alkali, Alkali, Alkali solution, Ammonia, Ammonia solution, Blowdown water, Boric acid solution, Boric acid solution, Boric acid solution, Boric acid solution, Boric acid solution, Boric acid solution, Boric acid solution, Boric concentrate, Boric concentrate, bottoms liquid, caustic soda, Chemical, Chilled water, Chilled water, coagulant, coagulant solution, Compressed air, Condensate, Condensate, Condensate, Condensate, Condensate, Condensate, Decontamination solution, Decontamination solution, Desalted water, Desalted water, Distillate, Distillate, Ethanolamine solution, Feed water, Feed water, Gas, Gas mixture, Gas mixture, Hydrazine hydrate, Hydrazine solution, Hydrogen, LCQ-2 filter regeneration solutions, Mains water, Mains water, Nitric acid, Nitric acid solution, Nitrogen, Nitrogen, oil, Overheated water, oxygen, phosphate solution, primary coolant, primary coolant, primary coolant, primary coolant, Pulp, radioactive gas, radioactive gas, radioactive gas, radioactive gas, radioactive liquid, reagents, reagents, Sea water, slime, slurry water, Sodium hydroxide, Steam, Steam, Steam, Steam-air mixture, Steam-water mixture, Steam-water mixture, Steam-water mixture, sulphuric acid, sulphuric acid, washing solution, washing solution, washing solution, washing solution, Zinc Compound Solution, Water, Water, Water, Water, Water, Water, Water, Water, Water, Water, Water, Water, Water, Water, Water, Water, Water, Water, Water, Water, Water, Water, Water, Water, drainage |  |  |  |  | 1, 1, 2, 2 | yes
68 | цкб п99199-150-01 dn150 pd 1,0 mpа td 60 0c морская вода/ medium is sea water dn 150 мм pр 1,0 mпа tр 60 0c | 30puk21aa101 | - | , 4/app. , 4/прил. | place of installation is in attended rooms outside containment. the structure is repairable. return flange (titanium) and fasteners shall enters supply scope. hydraulic resistance factor 1,0 not above. hydrotest pressure 1,5 рн. tightness class a as per gost 9544. l= not above 300mm(with return flanges). type of edge cut -1-24-1(с-24-1), connected pipedn х s-159x4 mm; service life 30 yrs not less. characteristics of seawater: - overall solt content 3,6 %; - chlorides 19500 mg/l; - рн 7,7...8,0. место установки - в обслуживаемых помещениях вне герметичной оболочки реактора. конструкция ремонтопригодная. ответные фланцы (титан) и крепеж должны входить в поставку. коэффициент гидравлического сопротивления не более 1,0. давление гидроиспытаний - 1,5 рн. герметичность - класс а по гост9544. l= не более 300мм(с ответными фланцами). тип разделки-1-24-1(с-24-1), стыкуемая труба dn х s-159x4 мм; срок службы – не менее 30 лет. хар-ки морской воды: - общее солесодержание 3,6 %; - хлориды 19500 мг/л; - рн 7,7...8,0. | qnc | 1 | Butterfly valve | 38 | pcs. шт. |  | затвор дисковый цкб п99199-150-01 маткорп=сплав титановый dn=150 p=1мпа рабср=вода морская спосприсоед=межфланцевый спосупр=привод ручной tрасч=60 °с 4 н ii ту 3741-056-34390194-2004 | 2.исуп.9571126 | tm4/iii | 1016557 | 30uqa-основная насосная станция / main pump station | 2020-02-26 00:00:00 | 38 | 0 | 0 | 0 | 9(ож1)/iii |  | 110.7.2 | 704 | 2.688 | as per type по типу тu 3741-056-34390194-2004 ту 3741-056-34390194-2004; r01.kk34.0.0.sr.tt.wd001; дтт | 1 |  | , Manual, Hydraulic, BS, self-operated, Pneumatic | yes |  | Acid, Acid, Acid, Aggressive water, Aggressive water, Aggressive water, Air, Air, Alkali, Alkali, Alkali, Alkali solution, Ammonia, Ammonia solution, Blowdown water, Boric acid solution, Boric acid solution, Boric acid solution, Boric acid solution, Boric acid solution, Boric acid solution, Boric acid solution, Boric concentrate, Boric concentrate, bottoms liquid, caustic soda, Chemical, Chilled water, Chilled water, coagulant, coagulant solution, Compressed air, Condensate, Condensate, Condensate, Condensate, Condensate, Condensate, Decontamination solution, Decontamination solution, Desalted water, Desalted water, Distillate, Distillate, Ethanolamine solution, Feed water, Feed water, Gas, Gas mixture, Gas mixture, Hydrazine hydrate, Hydrazine solution, Hydrogen, LCQ-2 filter regeneration solutions, Mains water, Mains water, Nitric acid, Nitric acid solution, Nitrogen, Nitrogen, oil, Overheated water, oxygen, phosphate solution, primary coolant, primary coolant, primary coolant, primary coolant, Pulp, radioactive gas, radioactive gas, radioactive gas, radioactive gas, radioactive liquid, reagents, reagents, Sea water, slime, slurry water, Sodium hydroxide, Steam, Steam, Steam, Steam-air mixture, Steam-water mixture, Steam-water mixture, Steam-water mixture, sulphuric acid, sulphuric acid, washing solution, washing solution, washing solution, washing solution, Zinc Compound Solution, Water, Water, Water, Water, Water, Water, Water, Water, Water, Water, Water, Water, Water, Water, Water, Water, Water, Water, Water, Water, Water, Water, Water, Water, drainage |  |  |  |  | 1, 1, 2, 2 | yes
69 | цкб п99199-150-01 dn150 pd 1,0 mpа td 60 0c морская вода/ medium is sea water dn 150 мм pр 1,0 mпа tр 60 0c | 30puk22aa101 | - | , 4/app. , 4/прил. | place of installation is in attended rooms outside containment. the structure is repairable. return flange (titanium) and fasteners shall enters supply scope. hydraulic resistance factor 1,0 not above. hydrotest pressure 1,5 рн. tightness class a as per gost 9544. l= not above 300mm(with return flanges). type of edge cut -1-24-1(с-24-1), connected pipedn х s-159x4 mm; service life 30 yrs not less. characteristics of seawater: - overall solt content 3,6 %; - chlorides 19500 mg/l; - рн 7,7...8,0. место установки - в обслуживаемых помещениях вне герметичной оболочки реактора. конструкция ремонтопригодная. ответные фланцы (титан) и крепеж должны входить в поставку. коэффициент гидравлического сопротивления не более 1,0. давление гидроиспытаний - 1,5 рн. герметичность - класс а по гост9544. l= не более 300мм(с ответными фланцами). тип разделки-1-24-1(с-24-1), стыкуемая труба dn х s-159x4 мм; срок службы – не менее 30 лет. хар-ки морской воды: - общее солесодержание 3,6 %; - хлориды 19500 мг/л; - рн 7,7...8,0. | qnc | 1 | Butterfly valve | 38 | pcs. шт. |  | затвор дисковый цкб п99199-150-01 маткорп=сплав титановый dn=150 p=1мпа рабср=вода морская спосприсоед=межфланцевый спосупр=привод ручной tрасч=60 °с 4 н ii ту 3741-056-34390194-2004 | 2.исуп.9571128 | tm4/iii | 1016557 | 30uqa-основная насосная станция / main pump station | 2020-02-26 00:00:00 | 38 | 0 | 0 | 0 | 9(ож1)/iii |  | 110.7.2 | 705 | 2.688 | as per type по типу тu 3741-056-34390194-2004 ту 3741-056-34390194-2004; r01.kk34.0.0.sr.tt.wd001; дтт | 1 |  | , Manual, Hydraulic, BS, self-operated, Pneumatic | yes |  | Acid, Acid, Acid, Aggressive water, Aggressive water, Aggressive water, Air, Air, Alkali, Alkali, Alkali, Alkali solution, Ammonia, Ammonia solution, Blowdown water, Boric acid solution, Boric acid solution, Boric acid solution, Boric acid solution, Boric acid solution, Boric acid solution, Boric acid solution, Boric concentrate, Boric concentrate, bottoms liquid, caustic soda, Chemical, Chilled water, Chilled water, coagulant, coagulant solution, Compressed air, Condensate, Condensate, Condensate, Condensate, Condensate, Condensate, Decontamination solution, Decontamination solution, Desalted water, Desalted water, Distillate, Distillate, Ethanolamine solution, Feed water, Feed water, Gas, Gas mixture, Gas mixture, Hydrazine hydrate, Hydrazine solution, Hydrogen, LCQ-2 filter regeneration solutions, Mains water, Mains water, Nitric acid, Nitric acid solution, Nitrogen, Nitrogen, oil, Overheated water, oxygen, phosphate solution, primary coolant, primary coolant, primary coolant, primary coolant, Pulp, radioactive gas, radioactive gas, radioactive gas, radioactive gas, radioactive liquid, reagents, reagents, Sea water, slime, slurry water, Sodium hydroxide, Steam, Steam, Steam, Steam-air mixture, Steam-water mixture, Steam-water mixture, Steam-water mixture, sulphuric acid, sulphuric acid, washing solution, washing solution, washing solution, washing solution, Zinc Compound Solution, Water, Water, Water, Water, Water, Water, Water, Water, Water, Water, Water, Water, Water, Water, Water, Water, Water, Water, Water, Water, Water, Water, Water, Water, drainage |  |  |  |  | 1, 1, 2, 2 | yes
70 | цкб п99199-150-01 dn150 pd 1,0 mpа td 60 0c морская вода/ medium is sea water dn 150 мм pр 1,0 mпа tр 60 0c | 30puk31aa101 | - | , 4/app. , 4/прил. | place of installation is in attended rooms outside containment. the structure is repairable. return flange (titanium) and fasteners shall enters supply scope. hydraulic resistance factor 1,0 not above. hydrotest pressure 1,5 рн. tightness class a as per gost 9544. l= not above 300mm(with return flanges). type of edge cut -1-24-1(с-24-1), connected pipedn х s-159x4 mm; service life 30 yrs not less. characteristics of seawater: - overall solt content 3,6 %; - chlorides 19500 mg/l; - рн 7,7...8,0. место установки - в обслуживаемых помещениях вне герметичной оболочки реактора. конструкция ремонтопригодная. ответные фланцы (титан) и крепеж должны входить в поставку. коэффициент гидравлического сопротивления не более 1,0. давление гидроиспытаний - 1,5 рн. герметичность - класс а по гост9544. l= не более 300мм(с ответными фланцами). тип разделки-1-24-1(с-24-1), стыкуемая труба dn х s-159x4 мм; срок службы – не менее 30 лет. хар-ки морской воды: - общее солесодержание 3,6 %; - хлориды 19500 мг/л; - рн 7,7...8,0. | qnc | 1 | Butterfly valve | 38 | pcs. шт. |  | затвор дисковый цкб п99199-150-01 маткорп=сплав титановый dn=150 p=1мпа рабср=вода морская спосприсоед=межфланцевый спосупр=привод ручной tрасч=60 °с 4 н ii ту 3741-056-34390194-2004 | 2.исуп.9571130 | tm4/iii | 1016557 | 30uqa-основная насосная станция / main pump station | 2020-02-26 00:00:00 | 38 | 0 | 0 | 0 | 9(ож1)/iii |  | 110.7.2 | 706 | 2.688 | as per type по типу тu 3741-056-34390194-2004 ту 3741-056-34390194-2004; r01.kk34.0.0.sr.tt.wd001; дтт | 1 |  | , Manual, Hydraulic, BS, self-operated, Pneumatic | yes |  | Acid, Acid, Acid, Aggressive water, Aggressive water, Aggressive water, Air, Air, Alkali, Alkali, Alkali, Alkali solution, Ammonia, Ammonia solution, Blowdown water, Boric acid solution, Boric acid solution, Boric acid solution, Boric acid solution, Boric acid solution, Boric acid solution, Boric acid solution, Boric concentrate, Boric concentrate, bottoms liquid, caustic soda, Chemical, Chilled water, Chilled water, coagulant, coagulant solution, Compressed air, Condensate, Condensate, Condensate, Condensate, Condensate, Condensate, Decontamination solution, Decontamination solution, Desalted water, Desalted water, Distillate, Distillate, Ethanolamine solution, Feed water, Feed water, Gas, Gas mixture, Gas mixture, Hydrazine hydrate, Hydrazine solution, Hydrogen, LCQ-2 filter regeneration solutions, Mains water, Mains water, Nitric acid, Nitric acid solution, Nitrogen, Nitrogen, oil, Overheated water, oxygen, phosphate solution, primary coolant, primary coolant, primary coolant, primary coolant, Pulp, radioactive gas, radioactive gas, radioactive gas, radioactive gas, radioactive liquid, reagents, reagents, Sea water, slime, slurry water, Sodium hydroxide, Steam, Steam, Steam, Steam-air mixture, Steam-water mixture, Steam-water mixture, Steam-water mixture, sulphuric acid, sulphuric acid, washing solution, washing solution, washing solution, washing solution, Zinc Compound Solution, Water, Water, Water, Water, Water, Water, Water, Water, Water, Water, Water, Water, Water, Water, Water, Water, Water, Water, Water, Water, Water, Water, Water, Water, drainage |  |  |  |  | 1, 1, 2, 2 | yes
71 | цкб п99199-150-01 dn150 pd 1,0 mpа td 60 0c морская вода/ medium is sea water dn 150 мм pр 1,0 mпа tр 60 0c | 30puk32aa101 | - | , 4/app. , 4/прил. | place of installation is in attended rooms outside containment. the structure is repairable. return flange (titanium) and fasteners shall enters supply scope. hydraulic resistance factor 1,0 not above. hydrotest pressure 1,5 рн. tightness class a as per gost 9544. l= not above 300mm(with return flanges). type of edge cut -1-24-1(с-24-1), connected pipedn х s-159x4 mm; service life 30 yrs not less. characteristics of seawater: - overall solt content 3,6 %; - chlorides 19500 mg/l; - рн 7,7...8,0. место установки - в обслуживаемых помещениях вне герметичной оболочки реактора. конструкция ремонтопригодная. ответные фланцы (титан) и крепеж должны входить в поставку. коэффициент гидравлического сопротивления не более 1,0. давление гидроиспытаний - 1,5 рн. герметичность - класс а по гост9544. l= не более 300мм(с ответными фланцами). тип разделки-1-24-1(с-24-1), стыкуемая труба dn х s-159x4 мм; срок службы – не менее 30 лет. хар-ки морской воды: - общее солесодержание 3,6 %; - хлориды 19500 мг/л; - рн 7,7...8,0. | qnc | 1 | Butterfly valve | 38 | pcs. шт. |  | затвор дисковый цкб п99199-150-01 маткорп=сплав титановый dn=150 p=1мпа рабср=вода морская спосприсоед=межфланцевый спосупр=привод ручной tрасч=60 °с 4 н ii ту 3741-056-34390194-2004 | 2.исуп.9571132 | tm4/iii | 1016557 | 30uqa-основная насосная станция / main pump station | 2020-02-26 00:00:00 | 38 | 0 | 0 | 0 | 9(ож1)/iii |  | 110.7.2 | 707 | 2.688 | as per type по типу тu 3741-056-34390194-2004 ту 3741-056-34390194-2004; r01.kk34.0.0.sr.tt.wd001; дтт | 1 |  | , Manual, Hydraulic, BS, self-operated, Pneumatic | yes |  | Acid, Acid, Acid, Aggressive water, Aggressive water, Aggressive water, Air, Air, Alkali, Alkali, Alkali, Alkali solution, Ammonia, Ammonia solution, Blowdown water, Boric acid solution, Boric acid solution, Boric acid solution, Boric acid solution, Boric acid solution, Boric acid solution, Boric acid solution, Boric concentrate, Boric concentrate, bottoms liquid, caustic soda, Chemical, Chilled water, Chilled water, coagulant, coagulant solution, Compressed air, Condensate, Condensate, Condensate, Condensate, Condensate, Condensate, Decontamination solution, Decontamination solution, Desalted water, Desalted water, Distillate, Distillate, Ethanolamine solution, Feed water, Feed water, Gas, Gas mixture, Gas mixture, Hydrazine hydrate, Hydrazine solution, Hydrogen, LCQ-2 filter regeneration solutions, Mains water, Mains water, Nitric acid, Nitric acid solution, Nitrogen, Nitrogen, oil, Overheated water, oxygen, phosphate solution, primary coolant, primary coolant, primary coolant, primary coolant, Pulp, radioactive gas, radioactive gas, radioactive gas, radioactive gas, radioactive liquid, reagents, reagents, Sea water, slime, slurry water, Sodium hydroxide, Steam, Steam, Steam, Steam-air mixture, Steam-water mixture, Steam-water mixture, Steam-water mixture, sulphuric acid, sulphuric acid, washing solution, washing solution, washing solution, washing solution, Zinc Compound Solution, Water, Water, Water, Water, Water, Water, Water, Water, Water, Water, Water, Water, Water, Water, Water, Water, Water, Water, Water, Water, Water, Water, Water, Water, drainage |  |  |  |  | 1, 1, 2, 2 | yes
72 | цкб п99199-150-01 dn150 pd 1,0 mpа td 60 0c морская вода/ medium is sea water dn 150 мм pр 1,0 mпа tр 60 0c | 30puk41aa101 | - | , 4/app. , 4/прил. | place of installation is in attended rooms outside containment. the structure is repairable. return flange (titanium) and fasteners shall enters supply scope. hydraulic resistance factor 1,0 not above. hydrotest pressure 1,5 рн. tightness class a as per gost 9544. l= not above 300mm(with return flanges). type of edge cut -1-24-1(с-24-1), connected pipedn х s-159x4 mm; service life 30 yrs not less. characteristics of seawater: - overall solt content 3,6 %; - chlorides 19500 mg/l; - рн 7,7...8,0. место установки - в обслуживаемых помещениях вне герметичной оболочки реактора. конструкция ремонтопригодная. ответные фланцы (титан) и крепеж должны входить в поставку. коэффициент гидравлического сопротивления не более 1,0. давление гидроиспытаний - 1,5 рн. герметичность - класс а по гост9544. l= не более 300мм(с ответными фланцами). тип разделки-1-24-1(с-24-1), стыкуемая труба dn х s-159x4 мм; срок службы – не менее 30 лет. хар-ки морской воды: - общее солесодержание 3,6 %; - хлориды 19500 мг/л; - рн 7,7...8,0. | qnc | 1 | Butterfly valve | 38 | pcs. шт. |  | затвор дисковый цкб п99199-150-01 маткорп=сплав титановый dn=150 p=1мпа рабср=вода морская спосприсоед=межфланцевый спосупр=привод ручной tрасч=60 °с 4 н ii ту 3741-056-34390194-2004 | 2.исуп.9571134 | tm4/iii | 1016557 | 30uqa-основная насосная станция / main pump station | 2020-02-26 00:00:00 | 38 | 0 | 0 | 0 | 9(ож1)/iii |  | 110.7.2 | 708 | 2.688 | as per type по типу тu 3741-056-34390194-2004 ту 3741-056-34390194-2004; r01.kk34.0.0.sr.tt.wd001; дтт | 1 |  | , Manual, Hydraulic, BS, self-operated, Pneumatic | yes |  | Acid, Acid, Acid, Aggressive water, Aggressive water, Aggressive water, Air, Air, Alkali, Alkali, Alkali, Alkali solution, Ammonia, Ammonia solution, Blowdown water, Boric acid solution, Boric acid solution, Boric acid solution, Boric acid solution, Boric acid solution, Boric acid solution, Boric acid solution, Boric concentrate, Boric concentrate, bottoms liquid, caustic soda, Chemical, Chilled water, Chilled water, coagulant, coagulant solution, Compressed air, Condensate, Condensate, Condensate, Condensate, Condensate, Condensate, Decontamination solution, Decontamination solution, Desalted water, Desalted water, Distillate, Distillate, Ethanolamine solution, Feed water, Feed water, Gas, Gas mixture, Gas mixture, Hydrazine hydrate, Hydrazine solution, Hydrogen, LCQ-2 filter regeneration solutions, Mains water, Mains water, Nitric acid, Nitric acid solution, Nitrogen, Nitrogen, oil, Overheated water, oxygen, phosphate solution, primary coolant, primary coolant, primary coolant, primary coolant, Pulp, radioactive gas, radioactive gas, radioactive gas, radioactive gas, radioactive liquid, reagents, reagents, Sea water, slime, slurry water, Sodium hydroxide, Steam, Steam, Steam, Steam-air mixture, Steam-water mixture, Steam-water mixture, Steam-water mixture, sulphuric acid, sulphuric acid, washing solution, washing solution, washing solution, washing solution, Zinc Compound Solution, Water, Water, Water, Water, Water, Water, Water, Water, Water, Water, Water, Water, Water, Water, Water, Water, Water, Water, Water, Water, Water, Water, Water, Water, drainage |  |  |  |  | 1, 1, 2, 2 | yes
73 | цкб п99199-150-01 dn150 pd 1,0 mpа td 60 0c морская вода/ medium is sea water dn 150 мм pр 1,0 mпа tр 60 0c | 30puk42aa101 | - | , 4/app. , 4/прил. | place of installation is in attended rooms outside containment. the structure is repairable. return flange (titanium) and fasteners shall enters supply scope. hydraulic resistance factor 1,0 not above. hydrotest pressure 1,5 рн. tightness class a as per gost 9544. l= not above 300mm(with return flanges). type of edge cut -1-24-1(с-24-1), connected pipedn х s-159x4 mm; service life 30 yrs not less. characteristics of seawater: - overall solt content 3,6 %; - chlorides 19500 mg/l; - рн 7,7...8,0. место установки - в обслуживаемых помещениях вне герметичной оболочки реактора. конструкция ремонтопригодная. ответные фланцы (титан) и крепеж должны входить в поставку. коэффициент гидравлического сопротивления не более 1,0. давление гидроиспытаний - 1,5 рн. герметичность - класс а по гост9544. l= не более 300мм(с ответными фланцами). тип разделки-1-24-1(с-24-1), стыкуемая труба dn х s-159x4 мм; срок службы – не менее 30 лет. хар-ки морской воды: - общее солесодержание 3,6 %; - хлориды 19500 мг/л; - рн 7,7...8,0. | qnc | 1 | Butterfly valve | 38 | pcs. шт. |  | затвор дисковый цкб п99199-150-01 маткорп=сплав титановый dn=150 p=1мпа рабср=вода морская спосприсоед=межфланцевый спосупр=привод ручной tрасч=60 °с 4 н ii ту 3741-056-34390194-2004 | 2.исуп.9571136 | tm4/iii | 1016557 | 30uqa-основная насосная станция / main pump station | 2020-02-26 00:00:00 | 38 | 0 | 0 | 0 | 9(ож1)/iii |  | 110.7.2 | 709 | 2.688 | as per type по типу тu 3741-056-34390194-2004 ту 3741-056-34390194-2004; r01.kk34.0.0.sr.tt.wd001; дтт | 1 |  | , Manual, Hydraulic, BS, self-operated, Pneumatic | yes |  | Acid, Acid, Acid, Aggressive water, Aggressive water, Aggressive water, Air, Air, Alkali, Alkali, Alkali, Alkali solution, Ammonia, Ammonia solution, Blowdown water, Boric acid solution, Boric acid solution, Boric acid solution, Boric acid solution, Boric acid solution, Boric acid solution, Boric acid solution, Boric concentrate, Boric concentrate, bottoms liquid, caustic soda, Chemical, Chilled water, Chilled water, coagulant, coagulant solution, Compressed air, Condensate, Condensate, Condensate, Condensate, Condensate, Condensate, Decontamination solution, Decontamination solution, Desalted water, Desalted water, Distillate, Distillate, Ethanolamine solution, Feed water, Feed water, Gas, Gas mixture, Gas mixture, Hydrazine hydrate, Hydrazine solution, Hydrogen, LCQ-2 filter regeneration solutions, Mains water, Mains water, Nitric acid, Nitric acid solution, Nitrogen, Nitrogen, oil, Overheated water, oxygen, phosphate solution, primary coolant, primary coolant, primary coolant, primary coolant, Pulp, radioactive gas, radioactive gas, radioactive gas, radioactive gas, radioactive liquid, reagents, reagents, Sea water, slime, slurry water, Sodium hydroxide, Steam, Steam, Steam, Steam-air mixture, Steam-water mixture, Steam-water mixture, Steam-water mixture, sulphuric acid, sulphuric acid, washing solution, washing solution, washing solution, washing solution, Zinc Compound Solution, Water, Water, Water, Water, Water, Water, Water, Water, Water, Water, Water, Water, Water, Water, Water, Water, Water, Water, Water, Water, Water, Water, Water, Water, drainage |  |  |  |  | 1, 1, 2, 2 | yes
74 | цкб п99199-300-01 dn 300 pd 1,0 mpа td 60 0c морская вода/medium is sea water dn 300 мм pр 1,0 mпа тр 60 0c | 30puk01aa101 | body and disk material is carbon steel or equivalent with a solid rubberizing resistant to seawater. mating flanges – carbon steel корпус и диск из CS.ст или аналога с твердым гуммированием, стойким к морской воде. ответные фланцы - из - CS ст. | , 4/app. , 4/прил. | place of installation is in attended rooms outside containment. type of structure is two-eccentric with flange. the structure is repairable. outer coating is powder-based epoxi of 250mcm thick not less. material of valve fasteners is stainless steel class а4 or equivalent, toleraable to effects of seawater. return flange and fasteners shall enters supply scope. hydraulic resistance factor 1,0 not above. hydrotest pressure 1,5 рн. tightness class a as per gost 9544. l= not above 300mm(with return flanges). type of edge cut -1-24-1(с-24-1), connected pipedn х s-325x8 mm; service life 30 yrs not less. characteristics of seawater: - overall solt content 3,6 %; - chlorides 19500 mg/l; - рн 7,7...8,0. место установки - в обслуживаемых помещениях вне герметичной оболочки реактора. конструкция двухэксцентриковая, фланцевая, ремонтопригодная. наружное покрытие эпоксидное порошковое толщиной не менее 250мкм. крепежные изделия арматуры из н/ж стали а4 или аналога, стойкой к морской воде ответные фланцы и крепеж должны входить в поставку. коэффициент гидравлического сопротивления не более 1,0. давление гидроиспытаний - 1,5 рн. герметичность - класс а по гост9544. l= не более 300мм(с ответными фланцами). тип разделки-1-24-1(с-24-1), стыкуемая труба dn х s-325x8 мм; срок службы – не менее 30 лет. хар-ки морской воды: - общее солесодержание 3,6 %; - хлориды 19500 мг/л; - рн 7,7...8,0. | qnc | 1 | Butterfly valve | 98 | pcs. шт. |  | затвор дисковый цкб п99199-300-01 маткорп=сталь углеродистая 20 dn=300 p=1мпа рабср=вода морская tрабср=0...60 °с спосприсоед=межфланцевый спосупр=привод ручной 4 н ii ту 3741-056-34390194-2004 | 2.исуп.9571138 | tm4/iii | 1015372 | 30uqa-основная насосная станция / main pump station | 2020-02-26 00:00:00 | 98 | 0 | 0 | 0 | 9(ож1)/iii |  | 110.7.2.1 | 710 | 2.690 | as per type по типу тu 3741-056-34390194-2004 ту 3741-056-34390194-2004; r01.kk34.0.0.sr.tt.wd001; дтт | 1 |  | , Manual, Hydraulic, BS, self-operated, Pneumatic | yes |  | Acid, Acid, Acid, Aggressive water, Aggressive water, Aggressive water, Air, Air, Alkali, Alkali, Alkali, Alkali solution, Ammonia, Ammonia solution, Blowdown water, Boric acid solution, Boric acid solution, Boric acid solution, Boric acid solution, Boric acid solution, Boric acid solution, Boric acid solution, Boric concentrate, Boric concentrate, bottoms liquid, caustic soda, Chemical, Chilled water, Chilled water, coagulant, coagulant solution, Compressed air, Condensate, Condensate, Condensate, Condensate, Condensate, Condensate, Decontamination solution, Decontamination solution, Desalted water, Desalted water, Distillate, Distillate, Ethanolamine solution, Feed water, Feed water, Gas, Gas mixture, Gas mixture, Hydrazine hydrate, Hydrazine solution, Hydrogen, LCQ-2 filter regeneration solutions, Mains water, Mains water, Nitric acid, Nitric acid solution, Nitrogen, Nitrogen, oil, Overheated water, oxygen, phosphate solution, primary coolant, primary coolant, primary coolant, primary coolant, Pulp, radioactive gas, radioactive gas, radioactive gas, radioactive gas, radioactive liquid, reagents, reagents, Sea water, slime, slurry water, Sodium hydroxide, Steam, Steam, Steam, Steam-air mixture, Steam-water mixture, Steam-water mixture, Steam-water mixture, sulphuric acid, sulphuric acid, washing solution, washing solution, washing solution, washing solution, Zinc Compound Solution, Water, Water, Water, Water, Water, Water, Water, Water, Water, Water, Water, Water, Water, Water, Water, Water, Water, Water, Water, Water, Water, Water, Water, Water, drainage |  |  |  |  | 1, 1, 2, 2 | yes
75 | цкб п99199-300-01 dn 300 pd 1,0 mpа td 60 0c морская вода/medium is sea water dn 300 мм pр 1,0 mпа тр 60 0c | 30puk01aa102 | body and disk material is carbon steel or equivalent with a solid rubberizing resistant to seawater. mating flanges – carbon steel корпус и диск из CS.ст или аналога с твердым гуммированием, стойким к морской воде. ответные фланцы - из - CS ст. | , 4/app. , 4/прил. | place of installation is in attended rooms outside containment. type of structure is two-eccentric with flange. the structure is repairable. outer coating is powder-based epoxi of 250mcm thick not less. material of valve fasteners is stainless steel class а4 or equivalent, toleraable to effects of seawater. return flange and fasteners shall enters supply scope. hydraulic resistance factor 1,0 not above. hydrotest pressure 1,5 рн. tightness class a as per gost 9544. l= not above 300mm(with return flanges). type of edge cut -1-24-1(с-24-1), connected pipedn х s-325x8 mm; service life 30 yrs not less. characteristics of seawater: - overall solt content 3,6 %; - chlorides 19500 mg/l; - рн 7,7...8,0. место установки - в обслуживаемых помещениях вне герметичной оболочки реактора. конструкция двухэксцентриковая, фланцевая, ремонтопригодная. наружное покрытие эпоксидное порошковое толщиной не менее 250мкм. крепежные изделия арматуры из н/ж стали а4 или аналога, стойкой к морской воде ответные фланцы и крепеж должны входить в поставку. коэффициент гидравлического сопротивления не более 1,0. давление гидроиспытаний - 1,5 рн. герметичность - класс а по гост9544. l= не более 300мм(с ответными фланцами). тип разделки-1-24-1(с-24-1), стыкуемая труба dn х s-325x8 мм; срок службы – не менее 30 лет. хар-ки морской воды: - общее солесодержание 3,6 %; - хлориды 19500 мг/л; - рн 7,7...8,0. | qnc | 1 | Butterfly valve | 98 | pcs. шт. |  | затвор дисковый цкб п99199-300-01 маткорп=сталь углеродистая 20 dn=300 p=1мпа рабср=вода морская tрабср=0...60 °с спосприсоед=межфланцевый спосупр=привод ручной 4 н ii ту 3741-056-34390194-2004 | 2.исуп.9571140 | tm4/iii | 1015372 | 30uqa-основная насосная станция / main pump station | 2020-02-26 00:00:00 | 98 | 0 | 0 | 0 | 9(ож1)/iii |  | 110.7.2.1 | 711 | 2.690 | as per type по типу тu 3741-056-34390194-2004 ту 3741-056-34390194-2004; r01.kk34.0.0.sr.tt.wd001; дтт | 1 |  | , Manual, Hydraulic, BS, self-operated, Pneumatic | yes |  | Acid, Acid, Acid, Aggressive water, Aggressive water, Aggressive water, Air, Air, Alkali, Alkali, Alkali, Alkali solution, Ammonia, Ammonia solution, Blowdown water, Boric acid solution, Boric acid solution, Boric acid solution, Boric acid solution, Boric acid solution, Boric acid solution, Boric acid solution, Boric concentrate, Boric concentrate, bottoms liquid, caustic soda, Chemical, Chilled water, Chilled water, coagulant, coagulant solution, Compressed air, Condensate, Condensate, Condensate, Condensate, Condensate, Condensate, Decontamination solution, Decontamination solution, Desalted water, Desalted water, Distillate, Distillate, Ethanolamine solution, Feed water, Feed water, Gas, Gas mixture, Gas mixture, Hydrazine hydrate, Hydrazine solution, Hydrogen, LCQ-2 filter regeneration solutions, Mains water, Mains water, Nitric acid, Nitric acid solution, Nitrogen, Nitrogen, oil, Overheated water, oxygen, phosphate solution, primary coolant, primary coolant, primary coolant, primary coolant, Pulp, radioactive gas, radioactive gas, radioactive gas, radioactive gas, radioactive liquid, reagents, reagents, Sea water, slime, slurry water, Sodium hydroxide, Steam, Steam, Steam, Steam-air mixture, Steam-water mixture, Steam-water mixture, Steam-water mixture, sulphuric acid, sulphuric acid, washing solution, washing solution, washing solution, washing solution, Zinc Compound Solution, Water, Water, Water, Water, Water, Water, Water, Water, Water, Water, Water, Water, Water, Water, Water, Water, Water, Water, Water, Water, Water, Water, Water, Water, drainage |  |  |  |  | 1, 1, 2, 2 | yes
76 | цкб п99199-300-01 dn 300 pd 1,0 mpа td 60 0c морская вода/medium is sea water dn 300 мм pр 1,0 mпа тр 60 0c | 30puk02aa101 | body and disk material is carbon steel or equivalent with a solid rubberizing resistant to seawater. mating flanges – carbon steel корпус и диск из CS.ст или аналога с твердым гуммированием, стойким к морской воде. ответные фланцы - из - CS ст. | , 4/app. , 4/прил. | place of installation is in attended rooms outside containment. type of structure is two-eccentric with flange. the structure is repairable. outer coating is powder-based epoxi of 250mcm thick not less. material of valve fasteners is stainless steel class а4 or equivalent, toleraable to effects of seawater. return flange and fasteners shall enters supply scope. hydraulic resistance factor 1,0 not above. hydrotest pressure 1,5 рн. tightness class a as per gost 9544. l= not above 300mm(with return flanges). type of edge cut -1-24-1(с-24-1), connected pipedn х s-325x8 mm; service life 30 yrs not less. characteristics of seawater: - overall solt content 3,6 %; - chlorides 19500 mg/l; - рн 7,7...8,0. место установки - в обслуживаемых помещениях вне герметичной оболочки реактора. конструкция двухэксцентриковая, фланцевая, ремонтопригодная. наружное покрытие эпоксидное порошковое толщиной не менее 250мкм. крепежные изделия арматуры из н/ж стали а4 или аналога, стойкой к морской воде ответные фланцы и крепеж должны входить в поставку. коэффициент гидравлического сопротивления не более 1,0. давление гидроиспытаний - 1,5 рн. герметичность - класс а по гост9544. l= не более 300мм(с ответными фланцами). тип разделки-1-24-1(с-24-1), стыкуемая труба dn х s-325x8 мм; срок службы – не менее 30 лет. хар-ки морской воды: - общее солесодержание 3,6 %; - хлориды 19500 мг/л; - рн 7,7...8,0. | qnc | 1 | Butterfly valve | 98 | pcs. шт. |  | затвор дисковый цкб п99199-300-01 маткорп=сталь углеродистая 20 dn=300 p=1мпа рабср=вода морская tрабср=0...60 °с спосприсоед=межфланцевый спосупр=привод ручной 4 н ii ту 3741-056-34390194-2004 | 2.исуп.9571142 | tm4/iii | 1015372 | 30uqa-основная насосная станция / main pump station | 2020-02-26 00:00:00 | 98 | 0 | 0 | 0 | 9(ож1)/iii |  | 110.7.2.1 | 712 | 2.690 | as per type по типу тu 3741-056-34390194-2004 ту 3741-056-34390194-2004; r01.kk34.0.0.sr.tt.wd001; дтт | 1 |  | , Manual, Hydraulic, BS, self-operated, Pneumatic | yes |  | Acid, Acid, Acid, Aggressive water, Aggressive water, Aggressive water, Air, Air, Alkali, Alkali, Alkali, Alkali solution, Ammonia, Ammonia solution, Blowdown water, Boric acid solution, Boric acid solution, Boric acid solution, Boric acid solution, Boric acid solution, Boric acid solution, Boric acid solution, Boric concentrate, Boric concentrate, bottoms liquid, caustic soda, Chemical, Chilled water, Chilled water, coagulant, coagulant solution, Compressed air, Condensate, Condensate, Condensate, Condensate, Condensate, Condensate, Decontamination solution, Decontamination solution, Desalted water, Desalted water, Distillate, Distillate, Ethanolamine solution, Feed water, Feed water, Gas, Gas mixture, Gas mixture, Hydrazine hydrate, Hydrazine solution, Hydrogen, LCQ-2 filter regeneration solutions, Mains water, Mains water, Nitric acid, Nitric acid solution, Nitrogen, Nitrogen, oil, Overheated water, oxygen, phosphate solution, primary coolant, primary coolant, primary coolant, primary coolant, Pulp, radioactive gas, radioactive gas, radioactive gas, radioactive gas, radioactive liquid, reagents, reagents, Sea water, slime, slurry water, Sodium hydroxide, Steam, Steam, Steam, Steam-air mixture, Steam-water mixture, Steam-water mixture, Steam-water mixture, sulphuric acid, sulphuric acid, washing solution, washing solution, washing solution, washing solution, Zinc Compound Solution, Water, Water, Water, Water, Water, Water, Water, Water, Water, Water, Water, Water, Water, Water, Water, Water, Water, Water, Water, Water, Water, Water, Water, Water, drainage |  |  |  |  | 1, 1, 2, 2 | yes
77 | цкб п99199-300-01 dn 300 pd 1,0 mpа td 60 0c морская вода/medium is sea water dn 300 мм pр 1,0 mпа тр 60 0c | 30puk02aa102 | body and disk material is carbon steel or equivalent with a solid rubberizing resistant to seawater. mating flanges – carbon steel корпус и диск из CS.ст или аналога с твердым гуммированием, стойким к морской воде. ответные фланцы - из - CS ст. | , 4/app. , 4/прил. | place of installation is in attended rooms outside containment. type of structure is two-eccentric with flange. the structure is repairable. outer coating is powder-based epoxi of 250mcm thick not less. material of valve fasteners is stainless steel class а4 or equivalent, toleraable to effects of seawater. return flange and fasteners shall enters supply scope. hydraulic resistance factor 1,0 not above. hydrotest pressure 1,5 рн. tightness class a as per gost 9544. l= not above 300mm(with return flanges). type of edge cut -1-24-1(с-24-1), connected pipedn х s-325x8 mm; service life 30 yrs not less. characteristics of seawater: - overall solt content 3,6 %; - chlorides 19500 mg/l; - рн 7,7...8,0. место установки - в обслуживаемых помещениях вне герметичной оболочки реактора. конструкция двухэксцентриковая, фланцевая, ремонтопригодная. наружное покрытие эпоксидное порошковое толщиной не менее 250мкм. крепежные изделия арматуры из н/ж стали а4 или аналога, стойкой к морской воде ответные фланцы и крепеж должны входить в поставку. коэффициент гидравлического сопротивления не более 1,0. давление гидроиспытаний - 1,5 рн. герметичность - класс а по гост9544. l= не более 300мм(с ответными фланцами). тип разделки-1-24-1(с-24-1), стыкуемая труба dn х s-325x8 мм; срок службы – не менее 30 лет. хар-ки морской воды: - общее солесодержание 3,6 %; - хлориды 19500 мг/л; - рн 7,7...8,0. | qnc | 1 | Butterfly valve | 98 | pcs. шт. |  | затвор дисковый цкб п99199-300-01 маткорп=сталь углеродистая 20 dn=300 p=1мпа рабср=вода морская tрабср=0...60 °с спосприсоед=межфланцевый спосупр=привод ручной 4 н ii ту 3741-056-34390194-2004 | 2.исуп.9571144 | tm4/iii | 1015372 | 30uqa-основная насосная станция / main pump station | 2020-02-26 00:00:00 | 98 | 0 | 0 | 0 | 9(ож1)/iii |  | 110.7.2.1 | 713 | 2.690 | as per type по типу тu 3741-056-34390194-2004 ту 3741-056-34390194-2004; r01.kk34.0.0.sr.tt.wd001; дтт | 1 |  | , Manual, Hydraulic, BS, self-operated, Pneumatic | yes |  | Acid, Acid, Acid, Aggressive water, Aggressive water, Aggressive water, Air, Air, Alkali, Alkali, Alkali, Alkali solution, Ammonia, Ammonia solution, Blowdown water, Boric acid solution, Boric acid solution, Boric acid solution, Boric acid solution, Boric acid solution, Boric acid solution, Boric acid solution, Boric concentrate, Boric concentrate, bottoms liquid, caustic soda, Chemical, Chilled water, Chilled water, coagulant, coagulant solution, Compressed air, Condensate, Condensate, Condensate, Condensate, Condensate, Condensate, Decontamination solution, Decontamination solution, Desalted water, Desalted water, Distillate, Distillate, Ethanolamine solution, Feed water, Feed water, Gas, Gas mixture, Gas mixture, Hydrazine hydrate, Hydrazine solution, Hydrogen, LCQ-2 filter regeneration solutions, Mains water, Mains water, Nitric acid, Nitric acid solution, Nitrogen, Nitrogen, oil, Overheated water, oxygen, phosphate solution, primary coolant, primary coolant, primary coolant, primary coolant, Pulp, radioactive gas, radioactive gas, radioactive gas, radioactive gas, radioactive liquid, reagents, reagents, Sea water, slime, slurry water, Sodium hydroxide, Steam, Steam, Steam, Steam-air mixture, Steam-water mixture, Steam-water mixture, Steam-water mixture, sulphuric acid, sulphuric acid, washing solution, washing solution, washing solution, washing solution, Zinc Compound Solution, Water, Water, Water, Water, Water, Water, Water, Water, Water, Water, Water, Water, Water, Water, Water, Water, Water, Water, Water, Water, Water, Water, Water, Water, drainage |  |  |  |  | 1, 1, 2, 2 | yes
78 | цкб п99199-300-01 dn 300 pd 1,0 mpа td 60 0c морская вода/medium is sea water dn 300 мм pр 1,0 mпа тр 60 0c | 30pua10aa101 | body and disk material is carbon steel or equivalent with a solid rubberizing resistant to seawater. mating flanges – carbon steel корпус и диск из CS.ст или аналога с твердым гуммированием, стойким к морской воде. ответные фланцы - из - CS ст. | , 4/app. , 4/прил. | place of installation is in attended rooms outside containment. type of structure is two-eccentric with flange. the structure is repairable. outer coating is powder-based epoxi of 250mcm thick not less. material of valve fasteners is stainless steel class а4 or equivalent, toleraable to effects of seawater. return flange and fasteners shall enters supply scope. hydraulic resistance factor 1,0 not above. hydrotest pressure 1,5 рн. tightness class a as per gost 9544. l= not above 300mm(with return flanges). type of edge cut -1-24-1(с-24-1), connected pipedn х s-325x8 mm; service life 30 yrs not less. characteristics of seawater: - overall solt content 3,6 %; - chlorides 19500 mg/l; - рн 7,7...8,0. место установки - в обслуживаемых помещениях вне герметичной оболочки реактора. конструкция двухэксцентриковая, фланцевая, ремонтопригодная. наружное покрытие эпоксидное порошковое толщиной не менее 250мкм. крепежные изделия арматуры из н/ж стали а4 или аналога, стойкой к морской воде ответные фланцы и крепеж должны входить в поставку. коэффициент гидравлического сопротивления не более 1,0. давление гидроиспытаний - 1,5 рн. герметичность - класс а по гост9544. l= не более 300мм(с ответными фланцами). тип разделки-1-24-1(с-24-1), стыкуемая труба dn х s-325x8 мм; срок службы – не менее 30 лет. хар-ки морской воды: - общее солесодержание 3,6 %; - хлориды 19500 мг/л; - рн 7,7...8,0. | qnc | 1 | Butterfly valve | 98 | pcs. шт. |  | затвор дисковый цкб п99199-300-01 маткорп=сталь углеродистая 20 dn=300 p=1мпа рабср=вода морская tрабср=0...60 °с спосприсоед=межфланцевый спосупр=привод ручной 4 н ii ту 3741-056-34390194-2004 | 2.исуп.9571146 | tm4/iii | 1015372 | 30uqa-основная насосная станция / main pump station | 2020-02-26 00:00:00 | 98 | 0 | 0 | 0 | 9(ож1)/iii |  | 110.7.2.1 | 714 | 2.690 | as per type по типу тu 3741-056-34390194-2004 ту 3741-056-34390194-2004; r01.kk34.0.0.sr.tt.wd001; дтт | 1 |  | , Manual, Hydraulic, BS, self-operated, Pneumatic | yes |  | Acid, Acid, Acid, Aggressive water, Aggressive water, Aggressive water, Air, Air, Alkali, Alkali, Alkali, Alkali solution, Ammonia, Ammonia solution, Blowdown water, Boric acid solution, Boric acid solution, Boric acid solution, Boric acid solution, Boric acid solution, Boric acid solution, Boric acid solution, Boric concentrate, Boric concentrate, bottoms liquid, caustic soda, Chemical, Chilled water, Chilled water, coagulant, coagulant solution, Compressed air, Condensate, Condensate, Condensate, Condensate, Condensate, Condensate, Decontamination solution, Decontamination solution, Desalted water, Desalted water, Distillate, Distillate, Ethanolamine solution, Feed water, Feed water, Gas, Gas mixture, Gas mixture, Hydrazine hydrate, Hydrazine solution, Hydrogen, LCQ-2 filter regeneration solutions, Mains water, Mains water, Nitric acid, Nitric acid solution, Nitrogen, Nitrogen, oil, Overheated water, oxygen, phosphate solution, primary coolant, primary coolant, primary coolant, primary coolant, Pulp, radioactive gas, radioactive gas, radioactive gas, radioactive gas, radioactive liquid, reagents, reagents, Sea water, slime, slurry water, Sodium hydroxide, Steam, Steam, Steam, Steam-air mixture, Steam-water mixture, Steam-water mixture, Steam-water mixture, sulphuric acid, sulphuric acid, washing solution, washing solution, washing solution, washing solution, Zinc Compound Solution, Water, Water, Water, Water, Water, Water, Water, Water, Water, Water, Water, Water, Water, Water, Water, Water, Water, Water, Water, Water, Water, Water, Water, Water, drainage |  |  |  |  | 1, 1, 2, 2 | yes
79 | цкб п99199-300-01 dn 300 pd 1,0 mpа td 60 0c морская вода/medium is sea water dn 300 мм pр 1,0 mпа тр 60 0c | 30pua10aa102 | body and disk material is carbon steel or equivalent with a solid rubberizing resistant to seawater. mating flanges – carbon steel корпус и диск из CS.ст или аналога с твердым гуммированием, стойким к морской воде. ответные фланцы - из - CS ст. | , 4/app. , 4/прил. | place of installation is in attended rooms outside containment. type of structure is two-eccentric with flange. the structure is repairable. outer coating is powder-based epoxi of 250mcm thick not less. material of valve fasteners is stainless steel class а4 or equivalent, toleraable to effects of seawater. return flange and fasteners shall enters supply scope. hydraulic resistance factor 1,0 not above. hydrotest pressure 1,5 рн. tightness class a as per gost 9544. l= not above 300mm(with return flanges). type of edge cut -1-24-1(с-24-1), connected pipedn х s-325x8 mm; service life 30 yrs not less. characteristics of seawater: - overall solt content 3,6 %; - chlorides 19500 mg/l; - рн 7,7...8,0. место установки - в обслуживаемых помещениях вне герметичной оболочки реактора. конструкция двухэксцентриковая, фланцевая, ремонтопригодная. наружное покрытие эпоксидное порошковое толщиной не менее 250мкм. крепежные изделия арматуры из н/ж стали а4 или аналога, стойкой к морской воде ответные фланцы и крепеж должны входить в поставку. коэффициент гидравлического сопротивления не более 1,0. давление гидроиспытаний - 1,5 рн. герметичность - класс а по гост9544. l= не более 300мм(с ответными фланцами). тип разделки-1-24-1(с-24-1), стыкуемая труба dn х s-325x8 мм; срок службы – не менее 30 лет. хар-ки морской воды: - общее солесодержание 3,6 %; - хлориды 19500 мг/л; - рн 7,7...8,0. | qnc | 1 | Butterfly valve | 98 | pcs. шт. |  | затвор дисковый цкб п99199-300-01 маткорп=сталь углеродистая 20 dn=300 p=1мпа рабср=вода морская tрабср=0...60 °с спосприсоед=межфланцевый спосупр=привод ручной 4 н ii ту 3741-056-34390194-2004 | 2.исуп.9571148 | tm4/iii | 1015372 | 30uqa-основная насосная станция / main pump station | 2020-02-26 00:00:00 | 98 | 0 | 0 | 0 | 9(ож1)/iii |  | 110.7.2.1 | 715 | 2.690 | as per type по типу тu 3741-056-34390194-2004 ту 3741-056-34390194-2004; r01.kk34.0.0.sr.tt.wd001; дтт | 1 |  | , Manual, Hydraulic, BS, self-operated, Pneumatic | yes |  | Acid, Acid, Acid, Aggressive water, Aggressive water, Aggressive water, Air, Air, Alkali, Alkali, Alkali, Alkali solution, Ammonia, Ammonia solution, Blowdown water, Boric acid solution, Boric acid solution, Boric acid solution, Boric acid solution, Boric acid solution, Boric acid solution, Boric acid solution, Boric concentrate, Boric concentrate, bottoms liquid, caustic soda, Chemical, Chilled water, Chilled water, coagulant, coagulant solution, Compressed air, Condensate, Condensate, Condensate, Condensate, Condensate, Condensate, Decontamination solution, Decontamination solution, Desalted water, Desalted water, Distillate, Distillate, Ethanolamine solution, Feed water, Feed water, Gas, Gas mixture, Gas mixture, Hydrazine hydrate, Hydrazine solution, Hydrogen, LCQ-2 filter regeneration solutions, Mains water, Mains water, Nitric acid, Nitric acid solution, Nitrogen, Nitrogen, oil, Overheated water, oxygen, phosphate solution, primary coolant, primary coolant, primary coolant, primary coolant, Pulp, radioactive gas, radioactive gas, radioactive gas, radioactive gas, radioactive liquid, reagents, reagents, Sea water, slime, slurry water, Sodium hydroxide, Steam, Steam, Steam, Steam-air mixture, Steam-water mixture, Steam-water mixture, Steam-water mixture, sulphuric acid, sulphuric acid, washing solution, washing solution, washing solution, washing solution, Zinc Compound Solution, Water, Water, Water, Water, Water, Water, Water, Water, Water, Water, Water, Water, Water, Water, Water, Water, Water, Water, Water, Water, Water, Water, Water, Water, drainage |  |  |  |  | 1, 1, 2, 2 | yes
80 | цкб п99199-100-01 dn 100 pd 1,0 mpа td 60 0c морская вода/medium is sea water dn 100 мм pр 1,0 mпа tр 60 0c | 30pcb60aa102 | - | , 4/app. , 4/прил. | place of installation is in attended rooms outside containment. the structure is repairable. return flange (titanium) and fasteners shall enters supply scope. hydraulic resistance factor 1.0 not above. hydrotest pressure - 1,5 рн. tightness - class а as per gost 9544. l= not above 250mm (with return flanges). type of edge cut -1-24-1(с-24-1), connected pipe dn х s-108x3 mm; service life 30 yrs not less. characteristics of seawater: - overall solt content 3,6 %; - chlorides 19500 mg/l; - рн 7,7...8,0. место установки - в обслуживаемых помещениях вне герметичной оболочки реактора. конструкция ремонтопригодная. ответные фланцы (титан) и крепеж должны входить в поставку. коэффициент гидравлического сопротивления не более 1,0. давление гидроиспытаний - 1,5 рн. герметичность - класс а по гост9544. l= не более 250мм(с ответными фланцами). тип разделки-1-24-1(с-24-1), стыкуемая труба dn х s-108x3 мм; срок службы – не менее 30 лет. хар-ки морской воды: - общее солесодержание 3,6 %; - хлориды 19500 мг/л; - рн 7,7...8,0. | qnc | 1 | Butterfly valve | 16 | pcs. шт. |  | затвор дисковый цкб п99199-100-01 маткорп=сплав титановый dn=100 p=1мпа рабср=вода морская tрабср=0...60 °с спосприсоед=межфланцевый спосупр=привод ручной 4 н ii ту 3741-056-34390194-2004 | 2.исуп.9571150 | tm4/iii | 1015423 | 30uqa-основная насосная станция / main pump station | 2020-02-26 00:00:00 | 16 | 0 | 0 | 0 | 9(ож1)/iii |  | 110.7.2.2 | 716 | 2.692 | as per type по типу тu 3741-056-34390194-2004 ту 3741-056-34390194-2004; r01.kk34.0.0.sr.tt.wd001; дтт | 1 |  | , Manual, Hydraulic, BS, self-operated, Pneumatic | yes |  | Acid, Acid, Acid, Aggressive water, Aggressive water, Aggressive water, Air, Air, Alkali, Alkali, Alkali, Alkali solution, Ammonia, Ammonia solution, Blowdown water, Boric acid solution, Boric acid solution, Boric acid solution, Boric acid solution, Boric acid solution, Boric acid solution, Boric acid solution, Boric concentrate, Boric concentrate, bottoms liquid, caustic soda, Chemical, Chilled water, Chilled water, coagulant, coagulant solution, Compressed air, Condensate, Condensate, Condensate, Condensate, Condensate, Condensate, Decontamination solution, Decontamination solution, Desalted water, Desalted water, Distillate, Distillate, Ethanolamine solution, Feed water, Feed water, Gas, Gas mixture, Gas mixture, Hydrazine hydrate, Hydrazine solution, Hydrogen, LCQ-2 filter regeneration solutions, Mains water, Mains water, Nitric acid, Nitric acid solution, Nitrogen, Nitrogen, oil, Overheated water, oxygen, phosphate solution, primary coolant, primary coolant, primary coolant, primary coolant, Pulp, radioactive gas, radioactive gas, radioactive gas, radioactive gas, radioactive liquid, reagents, reagents, Sea water, slime, slurry water, Sodium hydroxide, Steam, Steam, Steam, Steam-air mixture, Steam-water mixture, Steam-water mixture, Steam-water mixture, sulphuric acid, sulphuric acid, washing solution, washing solution, washing solution, washing solution, Zinc Compound Solution, Water, Water, Water, Water, Water, Water, Water, Water, Water, Water, Water, Water, Water, Water, Water, Water, Water, Water, Water, Water, Water, Water, Water, Water, drainage |  |  |  |  | 1, 1, 2, 2 | yes
81 | цкб п99199-100-01 dn 100 pd 1,0 mpа td 60 0c морская вода/medium is sea water dn 100 мм pр 1,0 mпа tр 60 0c | 30pcb61aa101 | - | , 4/app. , 4/прил. | place of installation is in attended rooms outside containment. the structure is repairable. return flange (titanium) and fasteners shall enters supply scope. hydraulic resistance factor 1.0 not above. hydrotest pressure - 1,5 рн. tightness - class а as per gost 9544. l= not above 250mm (with return flanges). type of edge cut -1-24-1(с-24-1), connected pipe dn х s-108x3 mm; service life 30 yrs not less. characteristics of seawater: - overall solt content 3,6 %; - chlorides 19500 mg/l; - рн 7,7...8,0. место установки - в обслуживаемых помещениях вне герметичной оболочки реактора. конструкция ремонтопригодная. ответные фланцы (титан) и крепеж должны входить в поставку. коэффициент гидравлического сопротивления не более 1,0. давление гидроиспытаний - 1,5 рн. герметичность - класс а по гост9544. l= не более 250мм(с ответными фланцами). тип разделки-1-24-1(с-24-1), стыкуемая труба dn х s-108x3 мм; срок службы – не менее 30 лет. хар-ки морской воды: - общее солесодержание 3,6 %; - хлориды 19500 мг/л; - рн 7,7...8,0. | qnc | 1 | Butterfly valve | 16 | pcs. шт. |  | затвор дисковый цкб п99199-100-01 маткорп=сплав титановый dn=100 p=1мпа рабср=вода морская tрабср=0...60 °с спосприсоед=межфланцевый спосупр=привод ручной 4 н ii ту 3741-056-34390194-2004 | 2.исуп.9571152 | tm4/iii | 1015423 | 30uqa-основная насосная станция / main pump station | 2020-02-26 00:00:00 | 16 | 0 | 0 | 0 | 9(ож1)/iii |  | 110.7.2.2 | 717 | 2.692 | as per type по типу тu 3741-056-34390194-2004 ту 3741-056-34390194-2004; r01.kk34.0.0.sr.tt.wd001; дтт | 1 |  | , Manual, Hydraulic, BS, self-operated, Pneumatic | yes |  | Acid, Acid, Acid, Aggressive water, Aggressive water, Aggressive water, Air, Air, Alkali, Alkali, Alkali, Alkali solution, Ammonia, Ammonia solution, Blowdown water, Boric acid solution, Boric acid solution, Boric acid solution, Boric acid solution, Boric acid solution, Boric acid solution, Boric acid solution, Boric concentrate, Boric concentrate, bottoms liquid, caustic soda, Chemical, Chilled water, Chilled water, coagulant, coagulant solution, Compressed air, Condensate, Condensate, Condensate, Condensate, Condensate, Condensate, Decontamination solution, Decontamination solution, Desalted water, Desalted water, Distillate, Distillate, Ethanolamine solution, Feed water, Feed water, Gas, Gas mixture, Gas mixture, Hydrazine hydrate, Hydrazine solution, Hydrogen, LCQ-2 filter regeneration solutions, Mains water, Mains water, Nitric acid, Nitric acid solution, Nitrogen, Nitrogen, oil, Overheated water, oxygen, phosphate solution, primary coolant, primary coolant, primary coolant, primary coolant, Pulp, radioactive gas, radioactive gas, radioactive gas, radioactive gas, radioactive liquid, reagents, reagents, Sea water, slime, slurry water, Sodium hydroxide, Steam, Steam, Steam, Steam-air mixture, Steam-water mixture, Steam-water mixture, Steam-water mixture, sulphuric acid, sulphuric acid, washing solution, washing solution, washing solution, washing solution, Zinc Compound Solution, Water, Water, Water, Water, Water, Water, Water, Water, Water, Water, Water, Water, Water, Water, Water, Water, Water, Water, Water, Water, Water, Water, Water, Water, drainage |  |  |  |  | 1, 1, 2, 2 | yes
82 | цкб п99199-200 dn 200 pd 1,0 mpа td 60 0c морская вода/ medium is sea water dn 200 мм рр 1,0 mпа тр 60 0c | 30puj01aa101 | body and disk material is carbon steel or equivalent with a solid rubberizing resistant to seawater. mating flanges – carbon steel корпус и диск из CS.ст или аналога с твердым гуммированием, стойким к морской воде. ответные фланцы - из - CS ст. | , 4/app. , 4/прил. | place of installation is in attended rooms outside containment. type of structure is two-eccentric with flange. the structure is repairable. outer coating is powder-based epoxi of 250mcm thick not less. material of valve fasteners is stainless steel class а4 or equivalent, toleraable to effects of seawater. return flange and fasteners shall enters supply scope. hydraulic resistance factor 1,0 not above. hydrotest pressure 1,5 рн. tightness - class а as per gost9544. l= not above 300mm(with return flanges). type of edge cut -1-24-1(с-24-1), connected pipedn х s-219x7 mm; service life 30 yrs not less. characteristics of seawater: - overall solt content 3,6 %; - chlorides 19500 mg/l; - рн 7,7...8,0. место установки - в обслуживаемых помещениях вне герметичной оболочки реактора. конструкция двухэксцентриковая, фланцевая, ремонтопригодная. наружное покрытие эпоксидное порошковое толщиной не менее 250мкм. крепежные изделия арматуры из н/ж стали а4 или аналога, стойкой к морской воде ответные фланцы и крепеж должны входить в поставку. коэффициент гидравлического сопротивления не более 1,0. давление гидроиспытаний - 1,5 рн. герметичность - класс а по гост9544. l= не более 300мм(с ответными фланцами). тип разделки-1-24-1(с-24-1), стыкуемая труба dn х s-219x7 мм; срок службы – не менее 30 лет. хар-ки морской воды: - общее солесодержание 3,6 %; - хлориды 19500 мг/л; - рн 7,7...8,0. | qnc | 1 | Butterfly valve | 53 | pcs. шт. |  | затвор дисковый цкб п99199-200 маткорп=сталь углеродистая 20 dn=200 p=1мпа рабср=вода морская tрабср=0...60 °с спосприсоед=межфланцевый спосупр=привод ручной 4 н ii ту 3741-056-34390194-2004 | 2.исуп.9571230 | tm4/iii | 1015426 | 30uqa-основная насосная станция / main pump station | 2020-02-26 00:00:00 | 53 | 0 | 0 | 0 | 9(ож1)/iii |  | 110.7.2.5 | 718 | 2.694 | as per type по типу тu 3741-056-34390194-2004 ту 3741-056-34390194-2004; r01.kk34.0.0.sr.tt.wd001; дтт | 1 |  | , Manual, Hydraulic, BS, self-operated, Pneumatic | yes |  | Acid, Acid, Acid, Aggressive water, Aggressive water, Aggressive water, Air, Air, Alkali, Alkali, Alkali, Alkali solution, Ammonia, Ammonia solution, Blowdown water, Boric acid solution, Boric acid solution, Boric acid solution, Boric acid solution, Boric acid solution, Boric acid solution, Boric acid solution, Boric concentrate, Boric concentrate, bottoms liquid, caustic soda, Chemical, Chilled water, Chilled water, coagulant, coagulant solution, Compressed air, Condensate, Condensate, Condensate, Condensate, Condensate, Condensate, Decontamination solution, Decontamination solution, Desalted water, Desalted water, Distillate, Distillate, Ethanolamine solution, Feed water, Feed water, Gas, Gas mixture, Gas mixture, Hydrazine hydrate, Hydrazine solution, Hydrogen, LCQ-2 filter regeneration solutions, Mains water, Mains water, Nitric acid, Nitric acid solution, Nitrogen, Nitrogen, oil, Overheated water, oxygen, phosphate solution, primary coolant, primary coolant, primary coolant, primary coolant, Pulp, radioactive gas, radioactive gas, radioactive gas, radioactive gas, radioactive liquid, reagents, reagents, Sea water, slime, slurry water, Sodium hydroxide, Steam, Steam, Steam, Steam-air mixture, Steam-water mixture, Steam-water mixture, Steam-water mixture, sulphuric acid, sulphuric acid, washing solution, washing solution, washing solution, washing solution, Zinc Compound Solution, Water, Water, Water, Water, Water, Water, Water, Water, Water, Water, Water, Water, Water, Water, Water, Water, Water, Water, Water, Water, Water, Water, Water, Water, drainage |  |  |  |  | 1, 1, 2, 2 | yes
83 | цкб п99199-200 dn 200 pd 1,0 mpа td 60 0c морская вода/ medium is sea water dn 200 мм рр 1,0 mпа тр 60 0c | 30puj01aa102 | body and disk material is carbon steel or equivalent with a solid rubberizing resistant to seawater. mating flanges – carbon steel корпус и диск из CS.ст или аналога с твердым гуммированием, стойким к морской воде. ответные фланцы - из - CS ст. | , 4/app. , 4/прил. | place of installation is in attended rooms outside containment. type of structure is two-eccentric with flange. the structure is repairable. outer coating is powder-based epoxi of 250mcm thick not less. material of valve fasteners is stainless steel class а4 or equivalent, toleraable to effects of seawater. return flange and fasteners shall enters supply scope. hydraulic resistance factor 1,0 not above. hydrotest pressure 1,5 рн. tightness - class а as per gost9544. l= not above 300mm(with return flanges). type of edge cut -1-24-1(с-24-1), connected pipedn х s-219x7 mm; service life 30 yrs not less. characteristics of seawater: - overall solt content 3,6 %; - chlorides 19500 mg/l; - рн 7,7...8,0. место установки - в обслуживаемых помещениях вне герметичной оболочки реактора. конструкция двухэксцентриковая, фланцевая, ремонтопригодная. наружное покрытие эпоксидное порошковое толщиной не менее 250мкм. крепежные изделия арматуры из н/ж стали а4 или аналога, стойкой к морской воде ответные фланцы и крепеж должны входить в поставку. коэффициент гидравлического сопротивления не более 1,0. давление гидроиспытаний - 1,5 рн. герметичность - класс а по гост9544. l= не более 300мм(с ответными фланцами). тип разделки-1-24-1(с-24-1), стыкуемая труба dn х s-219x7 мм; срок службы – не менее 30 лет. хар-ки морской воды: - общее солесодержание 3,6 %; - хлориды 19500 мг/л; - рн 7,7...8,0. | qnc | 1 | Butterfly valve | 53 | pcs. шт. |  | затвор дисковый цкб п99199-200 маткорп=сталь углеродистая 20 dn=200 p=1мпа рабср=вода морская tрабср=0...60 °с спосприсоед=межфланцевый спосупр=привод ручной 4 н ii ту 3741-056-34390194-2004 | 2.исуп.9571232 | tm4/iii | 1015426 | 30uqa-основная насосная станция / main pump station | 2020-02-26 00:00:00 | 53 | 0 | 0 | 0 | 9(ож1)/iii |  | 110.7.2.5 | 719 | 2.694 | as per type по типу тu 3741-056-34390194-2004 ту 3741-056-34390194-2004; r01.kk34.0.0.sr.tt.wd001; дтт | 1 |  | , Manual, Hydraulic, BS, self-operated, Pneumatic | yes |  | Acid, Acid, Acid, Aggressive water, Aggressive water, Aggressive water, Air, Air, Alkali, Alkali, Alkali, Alkali solution, Ammonia, Ammonia solution, Blowdown water, Boric acid solution, Boric acid solution, Boric acid solution, Boric acid solution, Boric acid solution, Boric acid solution, Boric acid solution, Boric concentrate, Boric concentrate, bottoms liquid, caustic soda, Chemical, Chilled water, Chilled water, coagulant, coagulant solution, Compressed air, Condensate, Condensate, Condensate, Condensate, Condensate, Condensate, Decontamination solution, Decontamination solution, Desalted water, Desalted water, Distillate, Distillate, Ethanolamine solution, Feed water, Feed water, Gas, Gas mixture, Gas mixture, Hydrazine hydrate, Hydrazine solution, Hydrogen, LCQ-2 filter regeneration solutions, Mains water, Mains water, Nitric acid, Nitric acid solution, Nitrogen, Nitrogen, oil, Overheated water, oxygen, phosphate solution, primary coolant, primary coolant, primary coolant, primary coolant, Pulp, radioactive gas, radioactive gas, radioactive gas, radioactive gas, radioactive liquid, reagents, reagents, Sea water, slime, slurry water, Sodium hydroxide, Steam, Steam, Steam, Steam-air mixture, Steam-water mixture, Steam-water mixture, Steam-water mixture, sulphuric acid, sulphuric acid, washing solution, washing solution, washing solution, washing solution, Zinc Compound Solution, Water, Water, Water, Water, Water, Water, Water, Water, Water, Water, Water, Water, Water, Water, Water, Water, Water, Water, Water, Water, Water, Water, Water, Water, drainage |  |  |  |  | 1, 1, 2, 2 | yes
84 | цкб п99199-200 dn 200 pd 1,0 mpа td 60 0c морская вода/ medium is sea water dn 200 мм рр 1,0 mпа тр 60 0c | 30puj02aa101 | body and disk material is carbon steel or equivalent with a solid rubberizing resistant to seawater. mating flanges – carbon steel корпус и диск из CS.ст или аналога с твердым гуммированием, стойким к морской воде. ответные фланцы - из - CS ст. | , 4/app. , 4/прил. | place of installation is in attended rooms outside containment. type of structure is two-eccentric with flange. the structure is repairable. outer coating is powder-based epoxi of 250mcm thick not less. material of valve fasteners is stainless steel class а4 or equivalent, toleraable to effects of seawater. return flange and fasteners shall enters supply scope. hydraulic resistance factor 1,0 not above. hydrotest pressure 1,5 рн. tightness - class а as per gost9544. l= not above 300mm(with return flanges). type of edge cut -1-24-1(с-24-1), connected pipedn х s-219x7 mm; service life 30 yrs not less. characteristics of seawater: - overall solt content 3,6 %; - chlorides 19500 mg/l; - рн 7,7...8,0. место установки - в обслуживаемых помещениях вне герметичной оболочки реактора. конструкция двухэксцентриковая, фланцевая, ремонтопригодная. наружное покрытие эпоксидное порошковое толщиной не менее 250мкм. крепежные изделия арматуры из н/ж стали а4 или аналога, стойкой к морской воде ответные фланцы и крепеж должны входить в поставку. коэффициент гидравлического сопротивления не более 1,0. давление гидроиспытаний - 1,5 рн. герметичность - класс а по гост9544. l= не более 300мм(с ответными фланцами). тип разделки-1-24-1(с-24-1), стыкуемая труба dn х s-219x7 мм; срок службы – не менее 30 лет. хар-ки морской воды: - общее солесодержание 3,6 %; - хлориды 19500 мг/л; - рн 7,7...8,0. | qnc | 1 | Butterfly valve | 53 | pcs. шт. |  | затвор дисковый цкб п99199-200 маткорп=сталь углеродистая 20 dn=200 p=1мпа рабср=вода морская tрабср=0...60 °с спосприсоед=межфланцевый спосупр=привод ручной 4 н ii ту 3741-056-34390194-2004 | 2.исуп.9571234 | tm4/iii | 1015426 | 30uqa-основная насосная станция / main pump station | 2020-02-26 00:00:00 | 53 | 0 | 0 | 0 | 9(ож1)/iii |  | 110.7.2.5 | 720 | 2.694 | as per type по типу тu 3741-056-34390194-2004 ту 3741-056-34390194-2004; r01.kk34.0.0.sr.tt.wd001; дтт | 1 |  | , Manual, Hydraulic, BS, self-operated, Pneumatic | yes |  | Acid, Acid, Acid, Aggressive water, Aggressive water, Aggressive water, Air, Air, Alkali, Alkali, Alkali, Alkali solution, Ammonia, Ammonia solution, Blowdown water, Boric acid solution, Boric acid solution, Boric acid solution, Boric acid solution, Boric acid solution, Boric acid solution, Boric acid solution, Boric concentrate, Boric concentrate, bottoms liquid, caustic soda, Chemical, Chilled water, Chilled water, coagulant, coagulant solution, Compressed air, Condensate, Condensate, Condensate, Condensate, Condensate, Condensate, Decontamination solution, Decontamination solution, Desalted water, Desalted water, Distillate, Distillate, Ethanolamine solution, Feed water, Feed water, Gas, Gas mixture, Gas mixture, Hydrazine hydrate, Hydrazine solution, Hydrogen, LCQ-2 filter regeneration solutions, Mains water, Mains water, Nitric acid, Nitric acid solution, Nitrogen, Nitrogen, oil, Overheated water, oxygen, phosphate solution, primary coolant, primary coolant, primary coolant, primary coolant, Pulp, radioactive gas, radioactive gas, radioactive gas, radioactive gas, radioactive liquid, reagents, reagents, Sea water, slime, slurry water, Sodium hydroxide, Steam, Steam, Steam, Steam-air mixture, Steam-water mixture, Steam-water mixture, Steam-water mixture, sulphuric acid, sulphuric acid, washing solution, washing solution, washing solution, washing solution, Zinc Compound Solution, Water, Water, Water, Water, Water, Water, Water, Water, Water, Water, Water, Water, Water, Water, Water, Water, Water, Water, Water, Water, Water, Water, Water, Water, drainage |  |  |  |  | 1, 1, 2, 2 | yes
85 | цкб п99199-200 dn 200 pd 1,0 mpа td 60 0c морская вода/ medium is sea water dn 200 мм рр 1,0 mпа тр 60 0c | 30puj02aa102 | body and disk material is carbon steel or equivalent with a solid rubberizing resistant to seawater. mating flanges – carbon steel корпус и диск из CS.ст или аналога с твердым гуммированием, стойким к морской воде. ответные фланцы - из - CS ст. | , 4/app. , 4/прил. | place of installation is in attended rooms outside containment. type of structure is two-eccentric with flange. the structure is repairable. outer coating is powder-based epoxi of 250mcm thick not less. material of valve fasteners is stainless steel class а4 or equivalent, toleraable to effects of seawater. return flange and fasteners shall enters supply scope. hydraulic resistance factor 1,0 not above. hydrotest pressure 1,5 рн. tightness - class а as per gost9544. l= not above 300mm(with return flanges). type of edge cut -1-24-1(с-24-1), connected pipedn х s-219x7 mm; service life 30 yrs not less. characteristics of seawater: - overall solt content 3,6 %; - chlorides 19500 mg/l; - рн 7,7...8,0. место установки - в обслуживаемых помещениях вне герметичной оболочки реактора. конструкция двухэксцентриковая, фланцевая, ремонтопригодная. наружное покрытие эпоксидное порошковое толщиной не менее 250мкм. крепежные изделия арматуры из н/ж стали а4 или аналога, стойкой к морской воде ответные фланцы и крепеж должны входить в поставку. коэффициент гидравлического сопротивления не более 1,0. давление гидроиспытаний - 1,5 рн. герметичность - класс а по гост9544. l= не более 300мм(с ответными фланцами). тип разделки-1-24-1(с-24-1), стыкуемая труба dn х s-219x7 мм; срок службы – не менее 30 лет. хар-ки морской воды: - общее солесодержание 3,6 %; - хлориды 19500 мг/л; - рн 7,7...8,0. | qnc | 1 | Butterfly valve | 53 | pcs. шт. |  | затвор дисковый цкб п99199-200 маткорп=сталь углеродистая 20 dn=200 p=1мпа рабср=вода морская tрабср=0...60 °с спосприсоед=межфланцевый спосупр=привод ручной 4 н ii ту 3741-056-34390194-2004 | 2.исуп.9571236 | tm4/iii | 1015426 | 30uqa-основная насосная станция / main pump station | 2020-02-26 00:00:00 | 53 | 0 | 0 | 0 | 9(ож1)/iii |  | 110.7.2.5 | 721 | 2.694 | as per type по типу тu 3741-056-34390194-2004 ту 3741-056-34390194-2004; r01.kk34.0.0.sr.tt.wd001; дтт | 1 |  | , Manual, Hydraulic, BS, self-operated, Pneumatic | yes |  | Acid, Acid, Acid, Aggressive water, Aggressive water, Aggressive water, Air, Air, Alkali, Alkali, Alkali, Alkali solution, Ammonia, Ammonia solution, Blowdown water, Boric acid solution, Boric acid solution, Boric acid solution, Boric acid solution, Boric acid solution, Boric acid solution, Boric acid solution, Boric concentrate, Boric concentrate, bottoms liquid, caustic soda, Chemical, Chilled water, Chilled water, coagulant, coagulant solution, Compressed air, Condensate, Condensate, Condensate, Condensate, Condensate, Condensate, Decontamination solution, Decontamination solution, Desalted water, Desalted water, Distillate, Distillate, Ethanolamine solution, Feed water, Feed water, Gas, Gas mixture, Gas mixture, Hydrazine hydrate, Hydrazine solution, Hydrogen, LCQ-2 filter regeneration solutions, Mains water, Mains water, Nitric acid, Nitric acid solution, Nitrogen, Nitrogen, oil, Overheated water, oxygen, phosphate solution, primary coolant, primary coolant, primary coolant, primary coolant, Pulp, radioactive gas, radioactive gas, radioactive gas, radioactive gas, radioactive liquid, reagents, reagents, Sea water, slime, slurry water, Sodium hydroxide, Steam, Steam, Steam, Steam-air mixture, Steam-water mixture, Steam-water mixture, Steam-water mixture, sulphuric acid, sulphuric acid, washing solution, washing solution, washing solution, washing solution, Zinc Compound Solution, Water, Water, Water, Water, Water, Water, Water, Water, Water, Water, Water, Water, Water, Water, Water, Water, Water, Water, Water, Water, Water, Water, Water, Water, drainage |  |  |  |  | 1, 1, 2, 2 | yes
86 | цкб п99199-200 dn 200 pd 1,0 mpа td 60 0c морская вода/ medium is sea water dn 200 мм рр 1,0 mпа тр 60 0c | 30pcc11aa101 | body and disk material is carbon steel or equivalent with a solid rubberizing resistant to seawater. mating flanges – carbon steel корпус и диск из CS.ст или аналога с твердым гуммированием, стойким к морской воде. ответные фланцы - из - CS ст. | , 4/app. , 4/прил. | place of installation is in attended rooms outside containment. type of structure is two-eccentric with flange. the structure is repairable. outer coating is powder-based epoxi of 250mcm thick not less. material of valve fasteners is stainless steel class а4 or equivalent, toleraable to effects of seawater. return flange and fasteners shall enters supply scope. hydraulic resistance factor 1,0 not above. hydrotest pressure 1,5 рн. tightness - class а as per gost9544. l= not above 300mm(with return flanges). type of edge cut -1-24-1(с-24-1), connected pipedn х s-219x7 mm; service life 30 yrs not less. characteristics of seawater: - overall solt content 3,6 %; - chlorides 19500 mg/l; - рн 7,7...8,0. место установки - в обслуживаемых помещениях вне герметичной оболочки реактора. конструкция двухэксцентриковая, фланцевая, ремонтопригодная. наружное покрытие эпоксидное порошковое толщиной не менее 250мкм. крепежные изделия арматуры из н/ж стали а4 или аналога, стойкой к морской воде ответные фланцы и крепеж должны входить в поставку. коэффициент гидравлического сопротивления не более 1,0. давление гидроиспытаний - 1,5 рн. герметичность - класс а по гост9544. l= не более 300мм(с ответными фланцами). тип разделки-1-24-1(с-24-1), стыкуемая труба dn х s-219x7 мм; срок службы – не менее 30 лет. хар-ки морской воды: - общее солесодержание 3,6 %; - хлориды 19500 мг/л; - рн 7,7...8,0. | qnc | 1 | Butterfly valve | 53 | pcs. шт. |  | затвор дисковый цкб п99199-200 маткорп=сталь углеродистая 20 dn=200 p=1мпа рабср=вода морская tрабср=0...60 °с спосприсоед=межфланцевый спосупр=привод ручной 4 н ii ту 3741-056-34390194-2004 | 2.исуп.9571238 | tm4/iii | 1015426 | 30uqa-основная насосная станция / main pump station | 2020-02-26 00:00:00 | 53 | 0 | 0 | 0 | 9(ож1)/iii |  | 110.7.2.5 | 722 | 2.694 | as per type по типу тu 3741-056-34390194-2004 ту 3741-056-34390194-2004; r01.kk34.0.0.sr.tt.wd001; дтт | 1 |  | , Manual, Hydraulic, BS, self-operated, Pneumatic | yes |  | Acid, Acid, Acid, Aggressive water, Aggressive water, Aggressive water, Air, Air, Alkali, Alkali, Alkali, Alkali solution, Ammonia, Ammonia solution, Blowdown water, Boric acid solution, Boric acid solution, Boric acid solution, Boric acid solution, Boric acid solution, Boric acid solution, Boric acid solution, Boric concentrate, Boric concentrate, bottoms liquid, caustic soda, Chemical, Chilled water, Chilled water, coagulant, coagulant solution, Compressed air, Condensate, Condensate, Condensate, Condensate, Condensate, Condensate, Decontamination solution, Decontamination solution, Desalted water, Desalted water, Distillate, Distillate, Ethanolamine solution, Feed water, Feed water, Gas, Gas mixture, Gas mixture, Hydrazine hydrate, Hydrazine solution, Hydrogen, LCQ-2 filter regeneration solutions, Mains water, Mains water, Nitric acid, Nitric acid solution, Nitrogen, Nitrogen, oil, Overheated water, oxygen, phosphate solution, primary coolant, primary coolant, primary coolant, primary coolant, Pulp, radioactive gas, radioactive gas, radioactive gas, radioactive gas, radioactive liquid, reagents, reagents, Sea water, slime, slurry water, Sodium hydroxide, Steam, Steam, Steam, Steam-air mixture, Steam-water mixture, Steam-water mixture, Steam-water mixture, sulphuric acid, sulphuric acid, washing solution, washing solution, washing solution, washing solution, Zinc Compound Solution, Water, Water, Water, Water, Water, Water, Water, Water, Water, Water, Water, Water, Water, Water, Water, Water, Water, Water, Water, Water, Water, Water, Water, Water, drainage |  |  |  |  | 1, 1, 2, 2 | yes
87 | цкб п99199-200 dn 200 pd 1,0 mpа td 60 0c морская вода/ medium is sea water dn 200 мм рр 1,0 mпа тр 60 0c | 30pcc12aa101 | body and disk material is carbon steel or equivalent with a solid rubberizing resistant to seawater. mating flanges – carbon steel корпус и диск из CS.ст или аналога с твердым гуммированием, стойким к морской воде. ответные фланцы - из - CS ст. | , 4/app. , 4/прил. | place of installation is in attended rooms outside containment. type of structure is two-eccentric with flange. the structure is repairable. outer coating is powder-based epoxi of 250mcm thick not less. material of valve fasteners is stainless steel class а4 or equivalent, toleraable to effects of seawater. return flange and fasteners shall enters supply scope. hydraulic resistance factor 1,0 not above. hydrotest pressure 1,5 рн. tightness - class а as per gost9544. l= not above 300mm(with return flanges). type of edge cut -1-24-1(с-24-1), connected pipedn х s-219x7 mm; service life 30 yrs not less. characteristics of seawater: - overall solt content 3,6 %; - chlorides 19500 mg/l; - рн 7,7...8,0. место установки - в обслуживаемых помещениях вне герметичной оболочки реактора. конструкция двухэксцентриковая, фланцевая, ремонтопригодная. наружное покрытие эпоксидное порошковое толщиной не менее 250мкм. крепежные изделия арматуры из н/ж стали а4 или аналога, стойкой к морской воде ответные фланцы и крепеж должны входить в поставку. коэффициент гидравлического сопротивления не более 1,0. давление гидроиспытаний - 1,5 рн. герметичность - класс а по гост9544. l= не более 300мм(с ответными фланцами). тип разделки-1-24-1(с-24-1), стыкуемая труба dn х s-219x7 мм; срок службы – не менее 30 лет. хар-ки морской воды: - общее солесодержание 3,6 %; - хлориды 19500 мг/л; - рн 7,7...8,0. | qnc | 1 | Butterfly valve | 53 | pcs. шт. |  | затвор дисковый цкб п99199-200 маткорп=сталь углеродистая 20 dn=200 p=1мпа рабср=вода морская tрабср=0...60 °с спосприсоед=межфланцевый спосупр=привод ручной 4 н ii ту 3741-056-34390194-2004 | 2.исуп.9571240 | tm4/iii | 1015426 | 30uqa-основная насосная станция / main pump station | 2020-02-26 00:00:00 | 53 | 0 | 0 | 0 | 9(ож1)/iii |  | 110.7.2.5 | 723 | 2.694 | as per type по типу тu 3741-056-34390194-2004 ту 3741-056-34390194-2004; r01.kk34.0.0.sr.tt.wd001; дтт | 1 |  | , Manual, Hydraulic, BS, self-operated, Pneumatic | yes |  | Acid, Acid, Acid, Aggressive water, Aggressive water, Aggressive water, Air, Air, Alkali, Alkali, Alkali, Alkali solution, Ammonia, Ammonia solution, Blowdown water, Boric acid solution, Boric acid solution, Boric acid solution, Boric acid solution, Boric acid solution, Boric acid solution, Boric acid solution, Boric concentrate, Boric concentrate, bottoms liquid, caustic soda, Chemical, Chilled water, Chilled water, coagulant, coagulant solution, Compressed air, Condensate, Condensate, Condensate, Condensate, Condensate, Condensate, Decontamination solution, Decontamination solution, Desalted water, Desalted water, Distillate, Distillate, Ethanolamine solution, Feed water, Feed water, Gas, Gas mixture, Gas mixture, Hydrazine hydrate, Hydrazine solution, Hydrogen, LCQ-2 filter regeneration solutions, Mains water, Mains water, Nitric acid, Nitric acid solution, Nitrogen, Nitrogen, oil, Overheated water, oxygen, phosphate solution, primary coolant, primary coolant, primary coolant, primary coolant, Pulp, radioactive gas, radioactive gas, radioactive gas, radioactive gas, radioactive liquid, reagents, reagents, Sea water, slime, slurry water, Sodium hydroxide, Steam, Steam, Steam, Steam-air mixture, Steam-water mixture, Steam-water mixture, Steam-water mixture, sulphuric acid, sulphuric acid, washing solution, washing solution, washing solution, washing solution, Zinc Compound Solution, Water, Water, Water, Water, Water, Water, Water, Water, Water, Water, Water, Water, Water, Water, Water, Water, Water, Water, Water, Water, Water, Water, Water, Water, drainage |  |  |  |  | 1, 1, 2, 2 | yes
88 | цкб п99199-200 dn 200 pd 1,0 mpа td 60 0c морская вода/ medium is sea water dn 200 мм рр 1,0 mпа тр 60 0c | 30pcc13aa101 | body and disk material is carbon steel or equivalent with a solid rubberizing resistant to seawater. mating flanges – carbon steel корпус и диск из CS.ст или аналога с твердым гуммированием, стойким к морской воде. ответные фланцы - из - CS ст. | , 4/app. , 4/прил. | place of installation is in attended rooms outside containment. type of structure is two-eccentric with flange. the structure is repairable. outer coating is powder-based epoxi of 250mcm thick not less. material of valve fasteners is stainless steel class а4 or equivalent, toleraable to effects of seawater. return flange and fasteners shall enters supply scope. hydraulic resistance factor 1,0 not above. hydrotest pressure 1,5 рн. tightness - class а as per gost9544. l= not above 300mm(with return flanges). type of edge cut -1-24-1(с-24-1), connected pipedn х s-219x7 mm; service life 30 yrs not less. characteristics of seawater: - overall solt content 3,6 %; - chlorides 19500 mg/l; - рн 7,7...8,0. место установки - в обслуживаемых помещениях вне герметичной оболочки реактора. конструкция двухэксцентриковая, фланцевая, ремонтопригодная. наружное покрытие эпоксидное порошковое толщиной не менее 250мкм. крепежные изделия арматуры из н/ж стали а4 или аналога, стойкой к морской воде ответные фланцы и крепеж должны входить в поставку. коэффициент гидравлического сопротивления не более 1,0. давление гидроиспытаний - 1,5 рн. герметичность - класс а по гост9544. l= не более 300мм(с ответными фланцами). тип разделки-1-24-1(с-24-1), стыкуемая труба dn х s-219x7 мм; срок службы – не менее 30 лет. хар-ки морской воды: - общее солесодержание 3,6 %; - хлориды 19500 мг/л; - рн 7,7...8,0. | qnc | 1 | Butterfly valve | 53 | pcs. шт. |  | затвор дисковый цкб п99199-200 маткорп=сталь углеродистая 20 dn=200 p=1мпа рабср=вода морская tрабср=0...60 °с спосприсоед=межфланцевый спосупр=привод ручной 4 н ii ту 3741-056-34390194-2004 | 2.исуп.9571242 | tm4/iii | 1015426 | 30uqa-основная насосная станция / main pump station | 2020-02-26 00:00:00 | 53 | 0 | 0 | 0 | 9(ож1)/iii |  | 110.7.2.5 | 724 | 2.694 | as per type по типу тu 3741-056-34390194-2004 ту 3741-056-34390194-2004; r01.kk34.0.0.sr.tt.wd001; дтт | 1 |  | , Manual, Hydraulic, BS, self-operated, Pneumatic | yes |  | Acid, Acid, Acid, Aggressive water, Aggressive water, Aggressive water, Air, Air, Alkali, Alkali, Alkali, Alkali solution, Ammonia, Ammonia solution, Blowdown water, Boric acid solution, Boric acid solution, Boric acid solution, Boric acid solution, Boric acid solution, Boric acid solution, Boric acid solution, Boric concentrate, Boric concentrate, bottoms liquid, caustic soda, Chemical, Chilled water, Chilled water, coagulant, coagulant solution, Compressed air, Condensate, Condensate, Condensate, Condensate, Condensate, Condensate, Decontamination solution, Decontamination solution, Desalted water, Desalted water, Distillate, Distillate, Ethanolamine solution, Feed water, Feed water, Gas, Gas mixture, Gas mixture, Hydrazine hydrate, Hydrazine solution, Hydrogen, LCQ-2 filter regeneration solutions, Mains water, Mains water, Nitric acid, Nitric acid solution, Nitrogen, Nitrogen, oil, Overheated water, oxygen, phosphate solution, primary coolant, primary coolant, primary coolant, primary coolant, Pulp, radioactive gas, radioactive gas, radioactive gas, radioactive gas, radioactive liquid, reagents, reagents, Sea water, slime, slurry water, Sodium hydroxide, Steam, Steam, Steam, Steam-air mixture, Steam-water mixture, Steam-water mixture, Steam-water mixture, sulphuric acid, sulphuric acid, washing solution, washing solution, washing solution, washing solution, Zinc Compound Solution, Water, Water, Water, Water, Water, Water, Water, Water, Water, Water, Water, Water, Water, Water, Water, Water, Water, Water, Water, Water, Water, Water, Water, Water, drainage |  |  |  |  | 1, 1, 2, 2 | yes
89 | цкб п99199-200 dn 200 pd 1,0 mpа td 60 0c морская вода/ medium is sea water dn 200 мм рр 1,0 mпа тр 60 0c | 30pcb14aa101 | body and disk material is carbon steel or equivalent with a solid rubberizing resistant to seawater. mating flanges – carbon steel корпус и диск из CS.ст или аналога с твердым гуммированием, стойким к морской воде. ответные фланцы - из - CS ст. | , 4/app. , 4/прил. | place of installation is in attended rooms outside containment. type of structure is two-eccentric with flange. the structure is repairable. outer coating is powder-based epoxi of 250mcm thick not less. material of valve fasteners is stainless steel class а4 or equivalent, toleraable to effects of seawater. return flange and fasteners shall enters supply scope. hydraulic resistance factor 1,0 not above. hydrotest pressure 1,5 рн. tightness - class а as per gost9544. l= not above 300mm(with return flanges). type of edge cut -1-24-1(с-24-1), connected pipedn х s-219x7 mm; service life 30 yrs not less. characteristics of seawater: - overall solt content 3,6 %; - chlorides 19500 mg/l; - рн 7,7...8,0. место установки - в обслуживаемых помещениях вне герметичной оболочки реактора. конструкция двухэксцентриковая, фланцевая, ремонтопригодная. наружное покрытие эпоксидное порошковое толщиной не менее 250мкм. крепежные изделия арматуры из н/ж стали а4 или аналога, стойкой к морской воде ответные фланцы и крепеж должны входить в поставку. коэффициент гидравлического сопротивления не более 1,0. давление гидроиспытаний - 1,5 рн. герметичность - класс а по гост9544. l= не более 300мм(с ответными фланцами). тип разделки-1-24-1(с-24-1), стыкуемая труба dn х s-219x7 мм; срок службы – не менее 30 лет. хар-ки морской воды: - общее солесодержание 3,6 %; - хлориды 19500 мг/л; - рн 7,7...8,0. | qnc | 1 | Butterfly valve | 53 | pcs. шт. |  | затвор дисковый цкб п99199-200 маткорп=сталь углеродистая 20 dn=200 p=1мпа рабср=вода морская tрабср=0...60 °с спосприсоед=межфланцевый спосупр=привод ручной 4 н ii ту 3741-056-34390194-2004 | 2.исуп.9571244 | tm4/iii | 1015426 | 30uqa-основная насосная станция / main pump station | 2020-02-26 00:00:00 | 53 | 0 | 0 | 0 | 9(ож1)/iii |  | 110.7.2.5 | 725 | 2.694 | as per type по типу тu 3741-056-34390194-2004 ту 3741-056-34390194-2004; r01.kk34.0.0.sr.tt.wd001; дтт | 1 |  | , Manual, Hydraulic, BS, self-operated, Pneumatic | yes |  | Acid, Acid, Acid, Aggressive water, Aggressive water, Aggressive water, Air, Air, Alkali, Alkali, Alkali, Alkali solution, Ammonia, Ammonia solution, Blowdown water, Boric acid solution, Boric acid solution, Boric acid solution, Boric acid solution, Boric acid solution, Boric acid solution, Boric acid solution, Boric concentrate, Boric concentrate, bottoms liquid, caustic soda, Chemical, Chilled water, Chilled water, coagulant, coagulant solution, Compressed air, Condensate, Condensate, Condensate, Condensate, Condensate, Condensate, Decontamination solution, Decontamination solution, Desalted water, Desalted water, Distillate, Distillate, Ethanolamine solution, Feed water, Feed water, Gas, Gas mixture, Gas mixture, Hydrazine hydrate, Hydrazine solution, Hydrogen, LCQ-2 filter regeneration solutions, Mains water, Mains water, Nitric acid, Nitric acid solution, Nitrogen, Nitrogen, oil, Overheated water, oxygen, phosphate solution, primary coolant, primary coolant, primary coolant, primary coolant, Pulp, radioactive gas, radioactive gas, radioactive gas, radioactive gas, radioactive liquid, reagents, reagents, Sea water, slime, slurry water, Sodium hydroxide, Steam, Steam, Steam, Steam-air mixture, Steam-water mixture, Steam-water mixture, Steam-water mixture, sulphuric acid, sulphuric acid, washing solution, washing solution, washing solution, washing solution, Zinc Compound Solution, Water, Water, Water, Water, Water, Water, Water, Water, Water, Water, Water, Water, Water, Water, Water, Water, Water, Water, Water, Water, Water, Water, Water, Water, drainage |  |  |  |  | 1, 1, 2, 2 | yes
90 | цкб п99199-200 dn 200 pd 1,0 mpа td 60 0c морская вода/ medium is sea water dn 200 мм рр 1,0 mпа тр 60 0c | 30pdb21aa101 | body and disk material is carbon steel or equivalent with a solid rubberizing resistant to seawater. mating flanges – carbon steel корпус и диск из CS.ст или аналога с твердым гуммированием, стойким к морской воде. ответные фланцы - из - CS ст. | , 4/app. , 4/прил. | place of installation is in attended rooms outside containment. type of structure is two-eccentric with flange. the structure is repairable. outer coating is powder-based epoxi of 250mcm thick not less. material of valve fasteners is stainless steel class а4 or equivalent, toleraable to effects of seawater. return flange and fasteners shall enters supply scope. hydraulic resistance factor 1,0 not above. hydrotest pressure 1,5 рн. tightness - class а as per gost9544. l= not above 300mm(with return flanges). type of edge cut -1-24-1(с-24-1), connected pipedn х s-219x7 mm; service life 30 yrs not less. characteristics of seawater: - overall solt content 3,6 %; - chlorides 19500 mg/l; - рн 7,7...8,0. место установки - в обслуживаемых помещениях вне герметичной оболочки реактора. конструкция двухэксцентриковая, фланцевая, ремонтопригодная. наружное покрытие эпоксидное порошковое толщиной не менее 250мкм. крепежные изделия арматуры из н/ж стали а4 или аналога, стойкой к морской воде ответные фланцы и крепеж должны входить в поставку. коэффициент гидравлического сопротивления не более 1,0. давление гидроиспытаний - 1,5 рн. герметичность - класс а по гост9544. l= не более 300мм(с ответными фланцами). тип разделки-1-24-1(с-24-1), стыкуемая труба dn х s-219x7 мм; срок службы – не менее 30 лет. хар-ки морской воды: - общее солесодержание 3,6 %; - хлориды 19500 мг/л; - рн 7,7...8,0. | qnc | 1 | Butterfly valve | 53 | pcs. шт. |  | затвор дисковый цкб п99199-200 маткорп=сталь углеродистая 20 dn=200 p=1мпа рабср=вода морская tрабср=0...60 °с спосприсоед=межфланцевый спосупр=привод ручной 4 н ii ту 3741-056-34390194-2004 | 2.исуп.9571246 | tm4/iii | 1015426 | 30uqa-основная насосная станция / main pump station | 2020-02-26 00:00:00 | 53 | 0 | 0 | 0 | 9(ож1)/iii |  | 110.7.2.5 | 726 | 2.694 | as per type по типу тu 3741-056-34390194-2004 ту 3741-056-34390194-2004; r01.kk34.0.0.sr.tt.wd001; дтт | 1 |  | , Manual, Hydraulic, BS, self-operated, Pneumatic | yes |  | Acid, Acid, Acid, Aggressive water, Aggressive water, Aggressive water, Air, Air, Alkali, Alkali, Alkali, Alkali solution, Ammonia, Ammonia solution, Blowdown water, Boric acid solution, Boric acid solution, Boric acid solution, Boric acid solution, Boric acid solution, Boric acid solution, Boric acid solution, Boric concentrate, Boric concentrate, bottoms liquid, caustic soda, Chemical, Chilled water, Chilled water, coagulant, coagulant solution, Compressed air, Condensate, Condensate, Condensate, Condensate, Condensate, Condensate, Decontamination solution, Decontamination solution, Desalted water, Desalted water, Distillate, Distillate, Ethanolamine solution, Feed water, Feed water, Gas, Gas mixture, Gas mixture, Hydrazine hydrate, Hydrazine solution, Hydrogen, LCQ-2 filter regeneration solutions, Mains water, Mains water, Nitric acid, Nitric acid solution, Nitrogen, Nitrogen, oil, Overheated water, oxygen, phosphate solution, primary coolant, primary coolant, primary coolant, primary coolant, Pulp, radioactive gas, radioactive gas, radioactive gas, radioactive gas, radioactive liquid, reagents, reagents, Sea water, slime, slurry water, Sodium hydroxide, Steam, Steam, Steam, Steam-air mixture, Steam-water mixture, Steam-water mixture, Steam-water mixture, sulphuric acid, sulphuric acid, washing solution, washing solution, washing solution, washing solution, Zinc Compound Solution, Water, Water, Water, Water, Water, Water, Water, Water, Water, Water, Water, Water, Water, Water, Water, Water, Water, Water, Water, Water, Water, Water, Water, Water, drainage |  |  |  |  | 1, 1, 2, 2 | yes
91 | цкб п99199-200 dn 200 pd 1,0 mpа td 60 0c морская вода/ medium is sea water dn 200 мм рр 1,0 mпа тр 60 0c | 30pdb22aa101 | body and disk material is carbon steel or equivalent with a solid rubberizing resistant to seawater. mating flanges – carbon steel корпус и диск из CS.ст или аналога с твердым гуммированием, стойким к морской воде. ответные фланцы - из - CS ст. | , 4/app. , 4/прил. | place of installation is in attended rooms outside containment. type of structure is two-eccentric with flange. the structure is repairable. outer coating is powder-based epoxi of 250mcm thick not less. material of valve fasteners is stainless steel class а4 or equivalent, toleraable to effects of seawater. return flange and fasteners shall enters supply scope. hydraulic resistance factor 1,0 not above. hydrotest pressure 1,5 рн. tightness - class а as per gost9544. l= not above 300mm(with return flanges). type of edge cut -1-24-1(с-24-1), connected pipedn х s-219x7 mm; service life 30 yrs not less. characteristics of seawater: - overall solt content 3,6 %; - chlorides 19500 mg/l; - рн 7,7...8,0. место установки - в обслуживаемых помещениях вне герметичной оболочки реактора. конструкция двухэксцентриковая, фланцевая, ремонтопригодная. наружное покрытие эпоксидное порошковое толщиной не менее 250мкм. крепежные изделия арматуры из н/ж стали а4 или аналога, стойкой к морской воде ответные фланцы и крепеж должны входить в поставку. коэффициент гидравлического сопротивления не более 1,0. давление гидроиспытаний - 1,5 рн. герметичность - класс а по гост9544. l= не более 300мм(с ответными фланцами). тип разделки-1-24-1(с-24-1), стыкуемая труба dn х s-219x7 мм; срок службы – не менее 30 лет. хар-ки морской воды: - общее солесодержание 3,6 %; - хлориды 19500 мг/л; - рн 7,7...8,0. | qnc | 1 | Butterfly valve | 53 | pcs. шт. |  | затвор дисковый цкб п99199-200 маткорп=сталь углеродистая 20 dn=200 p=1мпа рабср=вода морская tрабср=0...60 °с спосприсоед=межфланцевый спосупр=привод ручной 4 н ii ту 3741-056-34390194-2004 | 2.исуп.9571248 | tm4/iii | 1015426 | 30uqa-основная насосная станция / main pump station | 2020-02-26 00:00:00 | 53 | 0 | 0 | 0 | 9(ож1)/iii |  | 110.7.2.5 | 727 | 2.694 | as per type по типу тu 3741-056-34390194-2004 ту 3741-056-34390194-2004; r01.kk34.0.0.sr.tt.wd001; дтт | 1 |  | , Manual, Hydraulic, BS, self-operated, Pneumatic | yes |  | Acid, Acid, Acid, Aggressive water, Aggressive water, Aggressive water, Air, Air, Alkali, Alkali, Alkali, Alkali solution, Ammonia, Ammonia solution, Blowdown water, Boric acid solution, Boric acid solution, Boric acid solution, Boric acid solution, Boric acid solution, Boric acid solution, Boric acid solution, Boric concentrate, Boric concentrate, bottoms liquid, caustic soda, Chemical, Chilled water, Chilled water, coagulant, coagulant solution, Compressed air, Condensate, Condensate, Condensate, Condensate, Condensate, Condensate, Decontamination solution, Decontamination solution, Desalted water, Desalted water, Distillate, Distillate, Ethanolamine solution, Feed water, Feed water, Gas, Gas mixture, Gas mixture, Hydrazine hydrate, Hydrazine solution, Hydrogen, LCQ-2 filter regeneration solutions, Mains water, Mains water, Nitric acid, Nitric acid solution, Nitrogen, Nitrogen, oil, Overheated water, oxygen, phosphate solution, primary coolant, primary coolant, primary coolant, primary coolant, Pulp, radioactive gas, radioactive gas, radioactive gas, radioactive gas, radioactive liquid, reagents, reagents, Sea water, slime, slurry water, Sodium hydroxide, Steam, Steam, Steam, Steam-air mixture, Steam-water mixture, Steam-water mixture, Steam-water mixture, sulphuric acid, sulphuric acid, washing solution, washing solution, washing solution, washing solution, Zinc Compound Solution, Water, Water, Water, Water, Water, Water, Water, Water, Water, Water, Water, Water, Water, Water, Water, Water, Water, Water, Water, Water, Water, Water, Water, Water, drainage |  |  |  |  | 1, 1, 2, 2 | yes
92 | цкб п99199-200 dn 200 pd 1,0 mpа td 60 0c морская вода/ medium is sea water dn 200 мм рр 1,0 mпа тр 60 0c | 30pdb23aa101 | body and disk material is carbon steel or equivalent with a solid rubberizing resistant to seawater. mating flanges – carbon steel корпус и диск из CS.ст или аналога с твердым гуммированием, стойким к морской воде. ответные фланцы - из - CS ст. | , 4/app. , 4/прил. | place of installation is in attended rooms outside containment. type of structure is two-eccentric with flange. the structure is repairable. outer coating is powder-based epoxi of 250mcm thick not less. material of valve fasteners is stainless steel class а4 or equivalent, toleraable to effects of seawater. return flange and fasteners shall enters supply scope. hydraulic resistance factor 1,0 not above. hydrotest pressure 1,5 рн. tightness - class а as per gost9544. l= not above 300mm(with return flanges). type of edge cut -1-24-1(с-24-1), connected pipedn х s-219x7 mm; service life 30 yrs not less. characteristics of seawater: - overall solt content 3,6 %; - chlorides 19500 mg/l; - рн 7,7...8,0. место установки - в обслуживаемых помещениях вне герметичной оболочки реактора. конструкция двухэксцентриковая, фланцевая, ремонтопригодная. наружное покрытие эпоксидное порошковое толщиной не менее 250мкм. крепежные изделия арматуры из н/ж стали а4 или аналога, стойкой к морской воде ответные фланцы и крепеж должны входить в поставку. коэффициент гидравлического сопротивления не более 1,0. давление гидроиспытаний - 1,5 рн. герметичность - класс а по гост9544. l= не более 300мм(с ответными фланцами). тип разделки-1-24-1(с-24-1), стыкуемая труба dn х s-219x7 мм; срок службы – не менее 30 лет. хар-ки морской воды: - общее солесодержание 3,6 %; - хлориды 19500 мг/л; - рн 7,7...8,0. | qnc | 1 | Butterfly valve | 53 | pcs. шт. |  | затвор дисковый цкб п99199-200 маткорп=сталь углеродистая 20 dn=200 p=1мпа рабср=вода морская tрабср=0...60 °с спосприсоед=межфланцевый спосупр=привод ручной 4 н ii ту 3741-056-34390194-2004 | 2.исуп.9571249 | tm4/iii | 1015426 | 30uqa-основная насосная станция / main pump station | 2020-02-26 00:00:00 | 53 | 0 | 0 | 0 | 9(ож1)/iii |  | 110.7.2.5 | 728 | 2.694 | as per type по типу тu 3741-056-34390194-2004 ту 3741-056-34390194-2004; r01.kk34.0.0.sr.tt.wd001; дтт | 1 |  | , Manual, Hydraulic, BS, self-operated, Pneumatic | yes |  | Acid, Acid, Acid, Aggressive water, Aggressive water, Aggressive water, Air, Air, Alkali, Alkali, Alkali, Alkali solution, Ammonia, Ammonia solution, Blowdown water, Boric acid solution, Boric acid solution, Boric acid solution, Boric acid solution, Boric acid solution, Boric acid solution, Boric acid solution, Boric concentrate, Boric concentrate, bottoms liquid, caustic soda, Chemical, Chilled water, Chilled water, coagulant, coagulant solution, Compressed air, Condensate, Condensate, Condensate, Condensate, Condensate, Condensate, Decontamination solution, Decontamination solution, Desalted water, Desalted water, Distillate, Distillate, Ethanolamine solution, Feed water, Feed water, Gas, Gas mixture, Gas mixture, Hydrazine hydrate, Hydrazine solution, Hydrogen, LCQ-2 filter regeneration solutions, Mains water, Mains water, Nitric acid, Nitric acid solution, Nitrogen, Nitrogen, oil, Overheated water, oxygen, phosphate solution, primary coolant, primary coolant, primary coolant, primary coolant, Pulp, radioactive gas, radioactive gas, radioactive gas, radioactive gas, radioactive liquid, reagents, reagents, Sea water, slime, slurry water, Sodium hydroxide, Steam, Steam, Steam, Steam-air mixture, Steam-water mixture, Steam-water mixture, Steam-water mixture, sulphuric acid, sulphuric acid, washing solution, washing solution, washing solution, washing solution, Zinc Compound Solution, Water, Water, Water, Water, Water, Water, Water, Water, Water, Water, Water, Water, Water, Water, Water, Water, Water, Water, Water, Water, Water, Water, Water, Water, drainage |  |  |  |  | 1, 1, 2, 2 | yes
93 | цкб п99199-200 dn 200 pd 1,0 mpа td 60 0c морская вода/ medium is sea water dn 200 мм рр 1,0 mпа тр 60 0c | 30pdb31aa101 | body and disk material is carbon steel or equivalent with a solid rubberizing resistant to seawater. mating flanges – carbon steel корпус и диск из CS.ст или аналога с твердым гуммированием, стойким к морской воде. ответные фланцы - из - CS ст. | , 4/app. , 4/прил. | place of installation is in attended rooms outside containment. type of structure is two-eccentric with flange. the structure is repairable. outer coating is powder-based epoxi of 250mcm thick not less. material of valve fasteners is stainless steel class а4 or equivalent, toleraable to effects of seawater. return flange and fasteners shall enters supply scope. hydraulic resistance factor 1,0 not above. hydrotest pressure 1,5 рн. tightness - class а as per gost9544. l= not above 300mm(with return flanges). type of edge cut -1-24-1(с-24-1), connected pipedn х s-219x7 mm; service life 30 yrs not less. characteristics of seawater: - overall solt content 3,6 %; - chlorides 19500 mg/l; - рн 7,7...8,0. место установки - в обслуживаемых помещениях вне герметичной оболочки реактора. конструкция двухэксцентриковая, фланцевая, ремонтопригодная. наружное покрытие эпоксидное порошковое толщиной не менее 250мкм. крепежные изделия арматуры из н/ж стали а4 или аналога, стойкой к морской воде ответные фланцы и крепеж должны входить в поставку. коэффициент гидравлического сопротивления не более 1,0. давление гидроиспытаний - 1,5 рн. герметичность - класс а по гост9544. l= не более 300мм(с ответными фланцами). тип разделки-1-24-1(с-24-1), стыкуемая труба dn х s-219x7 мм; срок службы – не менее 30 лет. хар-ки морской воды: - общее солесодержание 3,6 %; - хлориды 19500 мг/л; - рн 7,7...8,0. | qnc | 1 | Butterfly valve | 53 | pcs. шт. |  | затвор дисковый цкб п99199-200 маткорп=сталь углеродистая 20 dn=200 p=1мпа рабср=вода морская tрабср=0...60 °с спосприсоед=межфланцевый спосупр=привод ручной 4 н ii ту 3741-056-34390194-2004 | 2.исуп.9571250 | tm4/iii | 1015426 | 30uqa-основная насосная станция / main pump station | 2020-02-26 00:00:00 | 53 | 0 | 0 | 0 | 9(ож1)/iii |  | 110.7.2.5 | 729 | 2.694 | as per type по типу тu 3741-056-34390194-2004 ту 3741-056-34390194-2004; r01.kk34.0.0.sr.tt.wd001; дтт | 1 |  | , Manual, Hydraulic, BS, self-operated, Pneumatic | yes |  | Acid, Acid, Acid, Aggressive water, Aggressive water, Aggressive water, Air, Air, Alkali, Alkali, Alkali, Alkali solution, Ammonia, Ammonia solution, Blowdown water, Boric acid solution, Boric acid solution, Boric acid solution, Boric acid solution, Boric acid solution, Boric acid solution, Boric acid solution, Boric concentrate, Boric concentrate, bottoms liquid, caustic soda, Chemical, Chilled water, Chilled water, coagulant, coagulant solution, Compressed air, Condensate, Condensate, Condensate, Condensate, Condensate, Condensate, Decontamination solution, Decontamination solution, Desalted water, Desalted water, Distillate, Distillate, Ethanolamine solution, Feed water, Feed water, Gas, Gas mixture, Gas mixture, Hydrazine hydrate, Hydrazine solution, Hydrogen, LCQ-2 filter regeneration solutions, Mains water, Mains water, Nitric acid, Nitric acid solution, Nitrogen, Nitrogen, oil, Overheated water, oxygen, phosphate solution, primary coolant, primary coolant, primary coolant, primary coolant, Pulp, radioactive gas, radioactive gas, radioactive gas, radioactive gas, radioactive liquid, reagents, reagents, Sea water, slime, slurry water, Sodium hydroxide, Steam, Steam, Steam, Steam-air mixture, Steam-water mixture, Steam-water mixture, Steam-water mixture, sulphuric acid, sulphuric acid, washing solution, washing solution, washing solution, washing solution, Zinc Compound Solution, Water, Water, Water, Water, Water, Water, Water, Water, Water, Water, Water, Water, Water, Water, Water, Water, Water, Water, Water, Water, Water, Water, Water, Water, drainage |  |  |  |  | 1, 1, 2, 2 | yes
94 | цкб п99199-200 dn 200 pd 1,0 mpа td 60 0c морская вода/ medium is sea water dn 200 мм рр 1,0 mпа тр 60 0c | 30pdb32aa101 | body and disk material is carbon steel or equivalent with a solid rubberizing resistant to seawater. mating flanges – carbon steel корпус и диск из CS.ст или аналога с твердым гуммированием, стойким к морской воде. ответные фланцы - из - CS ст. | , 4/app. , 4/прил. | place of installation is in attended rooms outside containment. type of structure is two-eccentric with flange. the structure is repairable. outer coating is powder-based epoxi of 250mcm thick not less. material of valve fasteners is stainless steel class а4 or equivalent, toleraable to effects of seawater. return flange and fasteners shall enters supply scope. hydraulic resistance factor 1,0 not above. hydrotest pressure 1,5 рн. tightness - class а as per gost9544. l= not above 300mm(with return flanges). type of edge cut -1-24-1(с-24-1), connected pipedn х s-219x7 mm; service life 30 yrs not less. characteristics of seawater: - overall solt content 3,6 %; - chlorides 19500 mg/l; - рн 7,7...8,0. место установки - в обслуживаемых помещениях вне герметичной оболочки реактора. конструкция двухэксцентриковая, фланцевая, ремонтопригодная. наружное покрытие эпоксидное порошковое толщиной не менее 250мкм. крепежные изделия арматуры из н/ж стали а4 или аналога, стойкой к морской воде ответные фланцы и крепеж должны входить в поставку. коэффициент гидравлического сопротивления не более 1,0. давление гидроиспытаний - 1,5 рн. герметичность - класс а по гост9544. l= не более 300мм(с ответными фланцами). тип разделки-1-24-1(с-24-1), стыкуемая труба dn х s-219x7 мм; срок службы – не менее 30 лет. хар-ки морской воды: - общее солесодержание 3,6 %; - хлориды 19500 мг/л; - рн 7,7...8,0. | qnc | 1 | Butterfly valve | 53 | pcs. шт. |  | затвор дисковый цкб п99199-200 маткорп=сталь углеродистая 20 dn=200 p=1мпа рабср=вода морская tрабср=0...60 °с спосприсоед=межфланцевый спосупр=привод ручной 4 н ii ту 3741-056-34390194-2004 | 2.исуп.9571252 | tm4/iii | 1015426 | 30uqa-основная насосная станция / main pump station | 2020-02-26 00:00:00 | 53 | 0 | 0 | 0 | 9(ож1)/iii |  | 110.7.2.5 | 730 | 2.694 | as per type по типу тu 3741-056-34390194-2004 ту 3741-056-34390194-2004; r01.kk34.0.0.sr.tt.wd001; дтт | 1 |  | , Manual, Hydraulic, BS, self-operated, Pneumatic | yes |  | Acid, Acid, Acid, Aggressive water, Aggressive water, Aggressive water, Air, Air, Alkali, Alkali, Alkali, Alkali solution, Ammonia, Ammonia solution, Blowdown water, Boric acid solution, Boric acid solution, Boric acid solution, Boric acid solution, Boric acid solution, Boric acid solution, Boric acid solution, Boric concentrate, Boric concentrate, bottoms liquid, caustic soda, Chemical, Chilled water, Chilled water, coagulant, coagulant solution, Compressed air, Condensate, Condensate, Condensate, Condensate, Condensate, Condensate, Decontamination solution, Decontamination solution, Desalted water, Desalted water, Distillate, Distillate, Ethanolamine solution, Feed water, Feed water, Gas, Gas mixture, Gas mixture, Hydrazine hydrate, Hydrazine solution, Hydrogen, LCQ-2 filter regeneration solutions, Mains water, Mains water, Nitric acid, Nitric acid solution, Nitrogen, Nitrogen, oil, Overheated water, oxygen, phosphate solution, primary coolant, primary coolant, primary coolant, primary coolant, Pulp, radioactive gas, radioactive gas, radioactive gas, radioactive gas, radioactive liquid, reagents, reagents, Sea water, slime, slurry water, Sodium hydroxide, Steam, Steam, Steam, Steam-air mixture, Steam-water mixture, Steam-water mixture, Steam-water mixture, sulphuric acid, sulphuric acid, washing solution, washing solution, washing solution, washing solution, Zinc Compound Solution, Water, Water, Water, Water, Water, Water, Water, Water, Water, Water, Water, Water, Water, Water, Water, Water, Water, Water, Water, Water, Water, Water, Water, Water, drainage |  |  |  |  | 1, 1, 2, 2 | yes
95 | цкб п99199-200 dn 200 pd 1,0 mpа td 60 0c морская вода/ medium is sea water dn 200 мм рр 1,0 mпа тр 60 0c | 30pdb33aa101 | body and disk material is carbon steel or equivalent with a solid rubberizing resistant to seawater. mating flanges – carbon steel корпус и диск из CS.ст или аналога с твердым гуммированием, стойким к морской воде. ответные фланцы - из - CS ст. | , 4/app. , 4/прил. | place of installation is in attended rooms outside containment. type of structure is two-eccentric with flange. the structure is repairable. outer coating is powder-based epoxi of 250mcm thick not less. material of valve fasteners is stainless steel class а4 or equivalent, toleraable to effects of seawater. return flange and fasteners shall enters supply scope. hydraulic resistance factor 1,0 not above. hydrotest pressure 1,5 рн. tightness - class а as per gost9544. l= not above 300mm(with return flanges). type of edge cut -1-24-1(с-24-1), connected pipedn х s-219x7 mm; service life 30 yrs not less. characteristics of seawater: - overall solt content 3,6 %; - chlorides 19500 mg/l; - рн 7,7...8,0. место установки - в обслуживаемых помещениях вне герметичной оболочки реактора. конструкция двухэксцентриковая, фланцевая, ремонтопригодная. наружное покрытие эпоксидное порошковое толщиной не менее 250мкм. крепежные изделия арматуры из н/ж стали а4 или аналога, стойкой к морской воде ответные фланцы и крепеж должны входить в поставку. коэффициент гидравлического сопротивления не более 1,0. давление гидроиспытаний - 1,5 рн. герметичность - класс а по гост9544. l= не более 300мм(с ответными фланцами). тип разделки-1-24-1(с-24-1), стыкуемая труба dn х s-219x7 мм; срок службы – не менее 30 лет. хар-ки морской воды: - общее солесодержание 3,6 %; - хлориды 19500 мг/л; - рн 7,7...8,0. | qnc | 1 | Butterfly valve | 53 | pcs. шт. |  | затвор дисковый цкб п99199-200 маткорп=сталь углеродистая 20 dn=200 p=1мпа рабср=вода морская tрабср=0...60 °с спосприсоед=межфланцевый спосупр=привод ручной 4 н ii ту 3741-056-34390194-2004 | 2.исуп.9571254 | tm4/iii | 1015426 | 30uqa-основная насосная станция / main pump station | 2020-02-26 00:00:00 | 53 | 0 | 0 | 0 | 9(ож1)/iii |  | 110.7.2.5 | 731 | 2.694 | as per type по типу тu 3741-056-34390194-2004 ту 3741-056-34390194-2004; r01.kk34.0.0.sr.tt.wd001; дтт | 1 |  | , Manual, Hydraulic, BS, self-operated, Pneumatic | yes |  | Acid, Acid, Acid, Aggressive water, Aggressive water, Aggressive water, Air, Air, Alkali, Alkali, Alkali, Alkali solution, Ammonia, Ammonia solution, Blowdown water, Boric acid solution, Boric acid solution, Boric acid solution, Boric acid solution, Boric acid solution, Boric acid solution, Boric acid solution, Boric concentrate, Boric concentrate, bottoms liquid, caustic soda, Chemical, Chilled water, Chilled water, coagulant, coagulant solution, Compressed air, Condensate, Condensate, Condensate, Condensate, Condensate, Condensate, Decontamination solution, Decontamination solution, Desalted water, Desalted water, Distillate, Distillate, Ethanolamine solution, Feed water, Feed water, Gas, Gas mixture, Gas mixture, Hydrazine hydrate, Hydrazine solution, Hydrogen, LCQ-2 filter regeneration solutions, Mains water, Mains water, Nitric acid, Nitric acid solution, Nitrogen, Nitrogen, oil, Overheated water, oxygen, phosphate solution, primary coolant, primary coolant, primary coolant, primary coolant, Pulp, radioactive gas, radioactive gas, radioactive gas, radioactive gas, radioactive liquid, reagents, reagents, Sea water, slime, slurry water, Sodium hydroxide, Steam, Steam, Steam, Steam-air mixture, Steam-water mixture, Steam-water mixture, Steam-water mixture, sulphuric acid, sulphuric acid, washing solution, washing solution, washing solution, washing solution, Zinc Compound Solution, Water, Water, Water, Water, Water, Water, Water, Water, Water, Water, Water, Water, Water, Water, Water, Water, Water, Water, Water, Water, Water, Water, Water, Water, drainage |  |  |  |  | 1, 1, 2, 2 | yes
96 | цкб п99199-200 dn 200 pd 1,0 mpа td 60 0c морская вода/ medium is sea water dn 200 мм рр 1,0 mпа тр 60 0c | 30pdb60aa101 | body and disk material is carbon steel or equivalent with a solid rubberizing resistant to seawater. mating flanges – carbon steel корпус и диск из CS.ст или аналога с твердым гуммированием, стойким к морской воде. ответные фланцы - из - CS ст. | , 4/app. , 4/прил. | place of installation is in attended rooms outside containment. type of structure is two-eccentric with flange. the structure is repairable. outer coating is powder-based epoxi of 250mcm thick not less. material of valve fasteners is stainless steel class а4 or equivalent, toleraable to effects of seawater. return flange and fasteners shall enters supply scope. hydraulic resistance factor 1,0 not above. hydrotest pressure 1,5 рн. tightness - class а as per gost9544. l= not above 300mm(with return flanges). type of edge cut -1-24-1(с-24-1), connected pipedn х s-219x7 mm; service life 30 yrs not less. characteristics of seawater: - overall solt content 3,6 %; - chlorides 19500 mg/l; - рн 7,7...8,0. место установки - в обслуживаемых помещениях вне герметичной оболочки реактора. конструкция двухэксцентриковая, фланцевая, ремонтопригодная. наружное покрытие эпоксидное порошковое толщиной не менее 250мкм. крепежные изделия арматуры из н/ж стали а4 или аналога, стойкой к морской воде ответные фланцы и крепеж должны входить в поставку. коэффициент гидравлического сопротивления не более 1,0. давление гидроиспытаний - 1,5 рн. герметичность - класс а по гост9544. l= не более 300мм(с ответными фланцами). тип разделки-1-24-1(с-24-1), стыкуемая труба dn х s-219x7 мм; срок службы – не менее 30 лет. хар-ки морской воды: - общее солесодержание 3,6 %; - хлориды 19500 мг/л; - рн 7,7...8,0. | qnc | 1 | Butterfly valve | 53 | pcs. шт. |  | затвор дисковый цкб п99199-200 маткорп=сталь углеродистая 20 dn=200 p=1мпа рабср=вода морская tрабср=0...60 °с спосприсоед=межфланцевый спосупр=привод ручной 4 н ii ту 3741-056-34390194-2004 | 2.исуп.9571256 | tm4/iii | 1015426 | 30uqa-основная насосная станция / main pump station | 2020-02-26 00:00:00 | 53 | 0 | 0 | 0 | 9(ож1)/iii |  | 110.7.2.5 | 732 | 2.694 | as per type по типу тu 3741-056-34390194-2004 ту 3741-056-34390194-2004; r01.kk34.0.0.sr.tt.wd001; дтт | 1 |  | , Manual, Hydraulic, BS, self-operated, Pneumatic | yes |  | Acid, Acid, Acid, Aggressive water, Aggressive water, Aggressive water, Air, Air, Alkali, Alkali, Alkali, Alkali solution, Ammonia, Ammonia solution, Blowdown water, Boric acid solution, Boric acid solution, Boric acid solution, Boric acid solution, Boric acid solution, Boric acid solution, Boric acid solution, Boric concentrate, Boric concentrate, bottoms liquid, caustic soda, Chemical, Chilled water, Chilled water, coagulant, coagulant solution, Compressed air, Condensate, Condensate, Condensate, Condensate, Condensate, Condensate, Decontamination solution, Decontamination solution, Desalted water, Desalted water, Distillate, Distillate, Ethanolamine solution, Feed water, Feed water, Gas, Gas mixture, Gas mixture, Hydrazine hydrate, Hydrazine solution, Hydrogen, LCQ-2 filter regeneration solutions, Mains water, Mains water, Nitric acid, Nitric acid solution, Nitrogen, Nitrogen, oil, Overheated water, oxygen, phosphate solution, primary coolant, primary coolant, primary coolant, primary coolant, Pulp, radioactive gas, radioactive gas, radioactive gas, radioactive gas, radioactive liquid, reagents, reagents, Sea water, slime, slurry water, Sodium hydroxide, Steam, Steam, Steam, Steam-air mixture, Steam-water mixture, Steam-water mixture, Steam-water mixture, sulphuric acid, sulphuric acid, washing solution, washing solution, washing solution, washing solution, Zinc Compound Solution, Water, Water, Water, Water, Water, Water, Water, Water, Water, Water, Water, Water, Water, Water, Water, Water, Water, Water, Water, Water, Water, Water, Water, Water, drainage |  |  |  |  | 1, 1, 2, 2 | yes
97 | цкб к99197-400 dn 400 pd 0,6 mpа td 60 0c морская вода/sea water dn 400 мм pр 0,6 mпа тр 60 0c | 30pcb60aa201 | body and disk material is carbon steel or equivalent with a solid rubberizing resistant to seawater. mating flanges – carbon steel корпус и диск из CS.ст или аналога с твердым гуммированием, стойким к морской воде. ответные фланцы - из - CS ст. | , 4/app. , 4/прил. | place of installation is in attended rooms outside containment. type of structure is two-eccentric with flange. the structure is repairable. outer coating is powder-based epoxi of 250mcm thick not less. material of valve fasteners is stainless steel class а4 or equivalent, toleraable to effects of seawater. return flange and fasteners shall enters supply scope. flow capacity 6300+-945 m3/h. hydrotest pressure 1,5 рн. l= not above 350mm(with return flanges). type of edge cut -1-24-1(с-24-1), connected pipedn х s-426x12 mm; service life 30 yrs not less. electric actuator shall meet np-068-05 i.5.1, 5.3; electric actuators shall tolerate frequency deviation within range from 49,0 to 50,5 hz – continuously; within range (47,5 – 49,0) hz and (50,5-52,5) hz – up to 5 min once, however not above 750 min for entire service life; within range (46,0 – 47,5) hz – up to 30 s once, however not above 300 min for entire service life; electrically driven seals shall be equipped with limit and moment switches: u - from 24 to 48 v; i - from 1 to 400 mа; emc as per gost 32137-2013 - iii «а»; voltage 220 v deviation from +10 to -15%; 380/220 v deviation from +10 to -15%; time of opening 150 s not above. protection class ip67 characteristics of seawater: - overall solt content 3,6 %; - chlorides 19500 mg/l; - рн 7,7...8,0. место установки - в обслуживаемых помещениях вне герметичной оболочки реактора. конструкция двухэксцентриковая, фланцевая, ремонтопригодная. наружное покрытие эпоксидное порошковое толщиной не менее 250мкм. крепежные изделия арматуры из н/ж стали а4 или аналога, стойкой к морской воде ответные фланцы и крепеж должны входить в поставку. условная пропускная способность 6300+-945 м3/ч. давление гидроиспытаний - 1,5 рн. герметичность - класс а по гост9544. l= не более 350мм(с ответными фланцами). тип разделки-1-24-1(с-24-1), стыкуемая труба dn х s-426x12 мм; срок службы – не менее 30 лет. э/п должен соответствовать нп-068-05 п.5.1, 5.3; э/п должны допускать работу при отклонении частоты: - в диапазоне от 49,0 до 50,5 гц – длительно; - в диапазонах (47,5 – 49,0) гц и (50,5-52,5) гц – до 5 мин однократно, но не более750 мин в течение срока эксплуатации; - в диапазоне (46,0 – 47,5) гц – до 30 сек однократно, но не более 300 мин в течение срока эксплуатации; - в диапазоне (46,0 – 47,5) гц – до 30 сек однократно, но не более 300 мин в течение срока эксплуатации; затворы с электроприводом должны иметь концевые контакты для сигнализации крайнего и промежуточного положений запорного органа, а также моментные выключатели. концевые и моментные выключатели э/п: u - от 24 до 48 в; i - от 1 до 400 ма; эмс по гост 32137-2013 - iii «а»; напряжение питания э/п: 220 в отклонение от +10 до -15%; 380/220 в отклонение от +10 до -15%; t открытия не более 150 с. электроприводы и редукторы должны иметь степень защиты не ниже ip67. хар-ки морской воды: - общее солесодержание 3,6 %; - хлориды 19500 мг/л; - рн 7,7...8,0. | qnc | 1 | Butterfly control valve | 290 | pcs. шт. |  | затвор дисковый цкб к99197-400 маткорп=сталь углеродистая dn=400 p=0.6мпа рабср=вода морская tрабср=до 60°с спосприсоед=межфланцевый с ответными фланцами спосупр=встроенный электропривод прив=мэоф-630/15-0.25у-01ка pприв=0.12квт 4 н ii ту 3742-044-34390194-2004 | 2.исуп.9571318 | tm4/iii | 1015657 | 30uqa-основная насосная станция / main pump station | 2020-02-26 00:00:00 | 290 | 0 | 0 | 0 | 9(ож1)/iii |  | 110.7.3 | 733 | 2.696 | as per type по типу тu 3742-044-34390194-2004 ту 3742-044-34390194-2004; r01.kk34.0.0.sr.tt.wd001; дтт | 1 |  | , Manual, Hydraulic, BS, self-operated, Pneumatic | yes |  | Acid, Acid, Acid, Aggressive water, Aggressive water, Aggressive water, Air, Air, Alkali, Alkali, Alkali, Alkali solution, Ammonia, Ammonia solution, Blowdown water, Boric acid solution, Boric acid solution, Boric acid solution, Boric acid solution, Boric acid solution, Boric acid solution, Boric acid solution, Boric concentrate, Boric concentrate, bottoms liquid, caustic soda, Chemical, Chilled water, Chilled water, coagulant, coagulant solution, Compressed air, Condensate, Condensate, Condensate, Condensate, Condensate, Condensate, Decontamination solution, Decontamination solution, Desalted water, Desalted water, Distillate, Distillate, Ethanolamine solution, Feed water, Feed water, Gas, Gas mixture, Gas mixture, Hydrazine hydrate, Hydrazine solution, Hydrogen, LCQ-2 filter regeneration solutions, Mains water, Mains water, Nitric acid, Nitric acid solution, Nitrogen, Nitrogen, oil, Overheated water, oxygen, phosphate solution, primary coolant, primary coolant, primary coolant, primary coolant, Pulp, radioactive gas, radioactive gas, radioactive gas, radioactive gas, radioactive liquid, reagents, reagents, Sea water, slime, slurry water, Sodium hydroxide, Steam, Steam, Steam, Steam-air mixture, Steam-water mixture, Steam-water mixture, Steam-water mixture, sulphuric acid, sulphuric acid, washing solution, washing solution, washing solution, washing solution, Zinc Compound Solution, Water, Water, Water, Water, Water, Water, Water, Water, Water, Water, Water, Water, Water, Water, Water, Water, Water, Water, Water, Water, Water, Water, Water, Water, drainage |  |  |  |  | 1, 1, 2, 2 | yes
98 | цкб к99197-400 dn 400 pd 0,6 mpа td 60 0c морская вода/sea water dn 400 мм pр 0,6 mпа тр 60 0c | 30pcb61aa201 | body and disk material is carbon steel or equivalent with a solid rubberizing resistant to seawater. mating flanges – carbon steel корпус и диск из CS.ст или аналога с твердым гуммированием, стойким к морской воде. ответные фланцы - из - CS ст. | , 4/app. , 4/прил. | place of installation is in attended rooms outside containment. type of structure is two-eccentric with flange. the structure is repairable. outer coating is powder-based epoxi of 250mcm thick not less. material of valve fasteners is stainless steel class а4 or equivalent, toleraable to effects of seawater. return flange and fasteners shall enters supply scope. flow capacity 6300+-945 m3/h. hydrotest pressure 1,5 рн. l= not above 350mm(with return flanges). type of edge cut -1-24-1(с-24-1), connected pipedn х s-426x12 mm; service life 30 yrs not less. electric actuator shall meet np-068-05 i.5.1, 5.3; electric actuators shall tolerate frequency deviation within range from 49,0 to 50,5 hz – continuously; within range (47,5 – 49,0) hz and (50,5-52,5) hz – up to 5 min once, however not above 750 min for entire service life; within range (46,0 – 47,5) hz – up to 30 s once, however not above 300 min for entire service life; electrically driven seals shall be equipped with limit and moment switches: u - from 24 to 48 v; i - from 1 to 400 mа; emc as per gost 32137-2013 - iii «а»; voltage 220 v deviation from +10 to -15%; 380/220 v deviation from +10 to -15%; time of opening 150 s not above. protection class ip67 characteristics of seawater: - overall solt content 3,6 %; - chlorides 19500 mg/l; - рн 7,7...8,0. место установки - в обслуживаемых помещениях вне герметичной оболочки реактора. конструкция двухэксцентриковая, фланцевая, ремонтопригодная. наружное покрытие эпоксидное порошковое толщиной не менее 250мкм. крепежные изделия арматуры из н/ж стали а4 или аналога, стойкой к морской воде ответные фланцы и крепеж должны входить в поставку. условная пропускная способность 6300+-945 м3/ч. давление гидроиспытаний - 1,5 рн. герметичность - класс а по гост9544. l= не более 350мм(с ответными фланцами). тип разделки-1-24-1(с-24-1), стыкуемая труба dn х s-426x12 мм; срок службы – не менее 30 лет. э/п должен соответствовать нп-068-05 п.5.1, 5.3; э/п должны допускать работу при отклонении частоты: - в диапазоне от 49,0 до 50,5 гц – длительно; - в диапазонах (47,5 – 49,0) гц и (50,5-52,5) гц – до 5 мин однократно, но не более750 мин в течение срока эксплуатации; - в диапазоне (46,0 – 47,5) гц – до 30 сек однократно, но не более 300 мин в течение срока эксплуатации; - в диапазоне (46,0 – 47,5) гц – до 30 сек однократно, но не более 300 мин в течение срока эксплуатации; затворы с электроприводом должны иметь концевые контакты для сигнализации крайнего и промежуточного положений запорного органа, а также моментные выключатели. концевые и моментные выключатели э/п: u - от 24 до 48 в; i - от 1 до 400 ма; эмс по гост 32137-2013 - iii «а»; напряжение питания э/п: 220 в отклонение от +10 до -15%; 380/220 в отклонение от +10 до -15%; t открытия не более 150 с. электроприводы и редукторы должны иметь степень защиты не ниже ip67. хар-ки морской воды: - общее солесодержание 3,6 %; - хлориды 19500 мг/л; - рн 7,7...8,0. | qnc | 1 | Butterfly control valve | 290 | pcs. шт. |  | затвор дисковый цкб к99197-400 маткорп=сталь углеродистая dn=400 p=0.6мпа рабср=вода морская tрабср=до 60°с спосприсоед=межфланцевый с ответными фланцами спосупр=встроенный электропривод прив=мэоф-630/15-0.25у-01ка pприв=0.12квт 4 н ii ту 3742-044-34390194-2004 | 2.исуп.9571320 | tm4/iii | 1015657 | 30uqa-основная насосная станция / main pump station | 2020-02-26 00:00:00 | 290 | 0 | 0 | 0 | 9(ож1)/iii |  | 110.7.3 | 734 | 2.696 | as per type по типу тu 3742-044-34390194-2004 ту 3742-044-34390194-2004; r01.kk34.0.0.sr.tt.wd001; дтт | 1 |  | , Manual, Hydraulic, BS, self-operated, Pneumatic | yes |  | Acid, Acid, Acid, Aggressive water, Aggressive water, Aggressive water, Air, Air, Alkali, Alkali, Alkali, Alkali solution, Ammonia, Ammonia solution, Blowdown water, Boric acid solution, Boric acid solution, Boric acid solution, Boric acid solution, Boric acid solution, Boric acid solution, Boric acid solution, Boric concentrate, Boric concentrate, bottoms liquid, caustic soda, Chemical, Chilled water, Chilled water, coagulant, coagulant solution, Compressed air, Condensate, Condensate, Condensate, Condensate, Condensate, Condensate, Decontamination solution, Decontamination solution, Desalted water, Desalted water, Distillate, Distillate, Ethanolamine solution, Feed water, Feed water, Gas, Gas mixture, Gas mixture, Hydrazine hydrate, Hydrazine solution, Hydrogen, LCQ-2 filter regeneration solutions, Mains water, Mains water, Nitric acid, Nitric acid solution, Nitrogen, Nitrogen, oil, Overheated water, oxygen, phosphate solution, primary coolant, primary coolant, primary coolant, primary coolant, Pulp, radioactive gas, radioactive gas, radioactive gas, radioactive gas, radioactive liquid, reagents, reagents, Sea water, slime, slurry water, Sodium hydroxide, Steam, Steam, Steam, Steam-air mixture, Steam-water mixture, Steam-water mixture, Steam-water mixture, sulphuric acid, sulphuric acid, washing solution, washing solution, washing solution, washing solution, Zinc Compound Solution, Water, Water, Water, Water, Water, Water, Water, Water, Water, Water, Water, Water, Water, Water, Water, Water, Water, Water, Water, Water, Water, Water, Water, Water, drainage |  |  |  |  | 1, 1, 2, 2 | yes
99 | цкб п99201-300 dn300 pd 1,0 mpа td 60 0c морская вода/sea water dn 300 мм pр 1,0 mпа тр 60 0c | 30pua10aa201 | body and disk material is carbon steel or equivalent with a solid rubberizing resistant to seawater. mating flanges – carbon steel корпус и диск из CS.ст или аналога с твердым гуммированием, стойким к морской воде. ответные фланцы - из - CS ст. | , 4/app. , 4/прил. | place of installation is in attended rooms outside containment. type of structure is two-eccentric with flange. the structure is repairable. outer coating is powder-based epoxi of 250mcm thick not less. material of valve fasteners is stainless steel class а4 or equivalent, toleraable to effects of seawater. return flange and fasteners shall enters supply scope. hydraulic resistance factor 1.0 not above in fully opened condition hydrotest pressure 1,5 рн. tightness class a as per gost 9544. l= not above 350mm(with return flanges). type of edge cut -1-24-1(с-24-1), connected pipedn х s-325x8 mm; service life 30 yrs not less. electric actuator shall meet np-068-05 i.5.1, 5.3; electric actuators shall tolerate frequency deviation within range from 49,0 to 50,5 hz – continuously; within range (47,5 – 49,0) hz and (50,5-52,5) hz – up to 5 min once, however not above 750 min for entire service life; within range (46,0 – 47,5) hz – up to 30 s once, however not above 300 min for entire service life; electrically driven seals shall be equipped with limit and moment switches: u - from 24 to 48 v; i - from 1 to 400 mа; emc as per gost 32137-2013 - iii «а»; voltage 220 v deviation from +10 to -15%; 380/220 v deviation from +10 to -15%; time of opening 120 s not above. protection class ip67 characteristics of seawater: - overall solt content 3,6 %; - chlorides 19500 mg/l; - рн 7,7...8,0. место установки - в обслуживаемых помещениях вне герметичной оболочки реактора. конструкция двухэксцентриковая, фланцевая, ремонтопригодная. наружное покрытие эпоксидное порошковое толщиной не менее 250мкм. крепежные изделия арматуры из н/ж стали а4 или аналога, стойкой к морской воде ответные фланцы и крепеж должны входить в поставку. коэффициент гидравлического сопротивления не более 1,0 в полностью открытом положении. давление гидроиспытаний - 1,5 рн. герметичность - класс а по гост9544. l= не более 350мм(с ответными фланцами). тип разделки-1-24-1(с-24-1), стыкуемая труба dn х s-325x8 мм; срок службы – не менее 30 лет. э/п должен соответствовать нп-068-05 п.5.1, 5.3; э/п должны допускать работу при отклонении частоты: - в диапазоне от 49,0 до 50,5 гц – длительно; - в диапазонах (47,5 – 49,0) гц и (50,5-52,5) гц – до 5 мин однократно, но не более 750 мин в течение срока эксплуатации; - в диапазоне (46,0 – 47,5) гц – до 30 сек однократно, но не более 300 мин в течение срока эксплуатации; затворы с электроприводом должны иметь концевые контакты для сигнализации крайнего и промежуточного положений запорного органа, а также моментные выключатели. концевые и моментные выключатели э/п: u - от 24 до 48 в; i - от 1 до 400 ма; эмс по гост 32137-2013 - iii «а»; напряжение питания э/п: 220 в отклонение от +10 до -15%; 380/220 в отклонение от +10 до -15%; t открытия не более 120 с. электроприводы и редукторы должны иметь степень защиты не ниже ip67. хар-ки морской воды: - общее солесодержание 3,6 %; - хлориды 19500 мг/л; - рн 7,7...8,0. | qnc | 1 | Butterfly control valve | 112 | pcs. шт. |  | затвор цкб п99201-300 маткорп=сталь углеродистая 25л dn=300 p=1мпа рабср=вода морская спосприсоед=межфланцевый с ответными фланцами спосупр=встроенный электропривод прив=мэоф-250/25-0.25у-97ка pприв=250вт 4 н ii ту 3741-058-34390194-2004 | 2.исуп.9571334 | tm4/iii | 1016582 | 30uqa-основная насосная станция / main pump station | 2020-02-26 00:00:00 | 112 | 0 | 0 | 0 | 9(ож1)/iii |  | 110.7.3.5 | 735 | 2.700 | as per type по типу тu 3741-058-34390194-2004 ту 3741-058-34390194-2004; r01.kk34.0.0.sr.tt.wd001; дтт | 1 |  | , Manual, Hydraulic, BS, self-operated, Pneumatic | yes |  | Acid, Acid, Acid, Aggressive water, Aggressive water, Aggressive water, Air, Air, Alkali, Alkali, Alkali, Alkali solution, Ammonia, Ammonia solution, Blowdown water, Boric acid solution, Boric acid solution, Boric acid solution, Boric acid solution, Boric acid solution, Boric acid solution, Boric acid solution, Boric concentrate, Boric concentrate, bottoms liquid, caustic soda, Chemical, Chilled water, Chilled water, coagulant, coagulant solution, Compressed air, Condensate, Condensate, Condensate, Condensate, Condensate, Condensate, Decontamination solution, Decontamination solution, Desalted water, Desalted water, Distillate, Distillate, Ethanolamine solution, Feed water, Feed water, Gas, Gas mixture, Gas mixture, Hydrazine hydrate, Hydrazine solution, Hydrogen, LCQ-2 filter regeneration solutions, Mains water, Mains water, Nitric acid, Nitric acid solution, Nitrogen, Nitrogen, oil, Overheated water, oxygen, phosphate solution, primary coolant, primary coolant, primary coolant, primary coolant, Pulp, radioactive gas, radioactive gas, radioactive gas, radioactive gas, radioactive liquid, reagents, reagents, Sea water, slime, slurry water, Sodium hydroxide, Steam, Steam, Steam, Steam-air mixture, Steam-water mixture, Steam-water mixture, Steam-water mixture, sulphuric acid, sulphuric acid, washing solution, washing solution, washing solution, washing solution, Zinc Compound Solution, Water, Water, Water, Water, Water, Water, Water, Water, Water, Water, Water, Water, Water, Water, Water, Water, Water, Water, Water, Water, Water, Water, Water, Water, drainage |  |  |  |  | 1, 1, 2, 2 | yes
100 | цкб п99201-300 dn300 pd 1,0 mpа td 60 0c морская вода/sea water dn 300 мм pр 1,0 mпа тр 60 0c | 30pun10aa201 | body and disk material is carbon steel or equivalent with a solid rubberizing resistant to seawater. mating flanges – carbon steel корпус и диск из CS.ст или аналога с твердым гуммированием, стойким к морской воде. ответные фланцы - из - CS ст. | , 4/app. , 4/прил. | place of installation is in attended rooms outside containment. type of structure is two-eccentric with flange. the structure is repairable. outer coating is powder-based epoxi of 250mcm thick not less. material of valve fasteners is stainless steel class а4 or equivalent, toleraable to effects of seawater. return flange and fasteners shall enters supply scope. hydraulic resistance factor 1.0 not above in fully opened condition hydrotest pressure 1,5 рн. tightness class a as per gost 9544. l= not above 350mm(with return flanges). type of edge cut -1-24-1(с-24-1), connected pipedn х s-325x8 mm; service life 30 yrs not less. electric actuator shall meet np-068-05 i.5.1, 5.3; electric actuators shall tolerate frequency deviation within range from 49,0 to 50,5 hz – continuously; within range (47,5 – 49,0) hz and (50,5-52,5) hz – up to 5 min once, however not above 750 min for entire service life; within range (46,0 – 47,5) hz – up to 30 s once, however not above 300 min for entire service life; electrically driven seals shall be equipped with limit and moment switches: u - from 24 to 48 v; i - from 1 to 400 mа; emc as per gost 32137-2013 - iii «а»; voltage 220 v deviation from +10 to -15%; 380/220 v deviation from +10 to -15%; time of opening 120 s not above. protection class ip67 characteristics of seawater: - overall solt content 3,6 %; - chlorides 19500 mg/l; - рн 7,7...8,0. место установки - в обслуживаемых помещениях вне герметичной оболочки реактора. конструкция двухэксцентриковая, фланцевая, ремонтопригодная. наружное покрытие эпоксидное порошковое толщиной не менее 250мкм. крепежные изделия арматуры из н/ж стали а4 или аналога, стойкой к морской воде ответные фланцы и крепеж должны входить в поставку. коэффициент гидравлического сопротивления не более 1,0 в полностью открытом положении. давление гидроиспытаний - 1,5 рн. герметичность - класс а по гост9544. l= не более 350мм(с ответными фланцами). тип разделки-1-24-1(с-24-1), стыкуемая труба dn х s-325x8 мм; срок службы – не менее 30 лет. э/п должен соответствовать нп-068-05 п.5.1, 5.3; э/п должны допускать работу при отклонении частоты: - в диапазоне от 49,0 до 50,5 гц – длительно; - в диапазонах (47,5 – 49,0) гц и (50,5-52,5) гц – до 5 мин однократно, но не более 750 мин в течение срока эксплуатации; - в диапазоне (46,0 – 47,5) гц – до 30 сек однократно, но не более 300 мин в течение срока эксплуатации; затворы с электроприводом должны иметь концевые контакты для сигнализации крайнего и промежуточного положений запорного органа, а также моментные выключатели. концевые и моментные выключатели э/п: u - от 24 до 48 в; i - от 1 до 400 ма; эмс по гост 32137-2013 - iii «а»; напряжение питания э/п: 220 в отклонение от +10 до -15%; 380/220 в отклонение от +10 до -15%; t открытия не более 120 с. электроприводы и редукторы должны иметь степень защиты не ниже ip67. хар-ки морской воды: - общее солесодержание 3,6 %; - хлориды 19500 мг/л; - рн 7,7...8,0. | qnc | 1 | Butterfly control valve | 112 | pcs. шт. |  | затвор цкб п99201-300 маткорп=сталь углеродистая 25л dn=300 p=1мпа рабср=вода морская спосприсоед=межфланцевый с ответными фланцами спосупр=встроенный электропривод прив=мэоф-250/25-0.25у-97ка pприв=250вт 4 н ii ту 3741-058-34390194-2004 | 2.исуп.9571338 | tm4/iii | 1016582 | 30uqa-основная насосная станция / main pump station | 2020-02-26 00:00:00 | 112 | 0 | 0 | 0 | 9(ож1)/iii |  | 110.7.3.5 | 736 | 2.700 | as per type по типу тu 3741-058-34390194-2004 ту 3741-058-34390194-2004; r01.kk34.0.0.sr.tt.wd001; дтт | 1 |  | , Manual, Hydraulic, BS, self-operated, Pneumatic | yes |  | Acid, Acid, Acid, Aggressive water, Aggressive water, Aggressive water, Air, Air, Alkali, Alkali, Alkali, Alkali solution, Ammonia, Ammonia solution, Blowdown water, Boric acid solution, Boric acid solution, Boric acid solution, Boric acid solution, Boric acid solution, Boric acid solution, Boric acid solution, Boric concentrate, Boric concentrate, bottoms liquid, caustic soda, Chemical, Chilled water, Chilled water, coagulant, coagulant solution, Compressed air, Condensate, Condensate, Condensate, Condensate, Condensate, Condensate, Decontamination solution, Decontamination solution, Desalted water, Desalted water, Distillate, Distillate, Ethanolamine solution, Feed water, Feed water, Gas, Gas mixture, Gas mixture, Hydrazine hydrate, Hydrazine solution, Hydrogen, LCQ-2 filter regeneration solutions, Mains water, Mains water, Nitric acid, Nitric acid solution, Nitrogen, Nitrogen, oil, Overheated water, oxygen, phosphate solution, primary coolant, primary coolant, primary coolant, primary coolant, Pulp, radioactive gas, radioactive gas, radioactive gas, radioactive gas, radioactive liquid, reagents, reagents, Sea water, slime, slurry water, Sodium hydroxide, Steam, Steam, Steam, Steam-air mixture, Steam-water mixture, Steam-water mixture, Steam-water mixture, sulphuric acid, sulphuric acid, washing solution, washing solution, washing solution, washing solution, Zinc Compound Solution, Water, Water, Water, Water, Water, Water, Water, Water, Water, Water, Water, Water, Water, Water, Water, Water, Water, Water, Water, Water, Water, Water, Water, Water, drainage |  |  |  |  | 1, 1, 2, 2 | yes
101 | цкб п99201-300 dn300 pd 1,0 mpа td 60 0c морская вода/sea water dn 300 мм pр 1,0 mпа тр 60 0c | 30pcb51aa201 | body and disk material is carbon steel or equivalent with a solid rubberizing resistant to seawater. mating flanges – carbon steel корпус и диск из CS.ст или аналога с твердым гуммированием, стойким к морской воде. ответные фланцы - из - CS ст. | , 4/app. , 4/прил. | place of installation is in attended rooms outside containment. type of structure is two-eccentric with flange. the structure is repairable. outer coating is powder-based epoxi of 250mcm thick not less. material of valve fasteners is stainless steel class а4 or equivalent, toleraable to effects of seawater. return flange and fasteners shall enters supply scope. hydraulic resistance factor 1.0 not above in fully opened condition hydrotest pressure 1,5 рн. tightness class a as per gost 9544. l= not above 350mm(with return flanges). type of edge cut -1-24-1(с-24-1), connected pipedn х s-325x8 mm; service life 30 yrs not less. electric actuator shall meet np-068-05 i.5.1, 5.3; electric actuators shall tolerate frequency deviation within range from 49,0 to 50,5 hz – continuously; within range (47,5 – 49,0) hz and (50,5-52,5) hz – up to 5 min once, however not above 750 min for entire service life; within range (46,0 – 47,5) hz – up to 30 s once, however not above 300 min for entire service life; electrically driven seals shall be equipped with limit and moment switches: u - from 24 to 48 v; i - from 1 to 400 mа; emc as per gost 32137-2013 - iii «а»; voltage 220 v deviation from +10 to -15%; 380/220 v deviation from +10 to -15%; time of opening 120 s not above. protection class ip67 characteristics of seawater: - overall solt content 3,6 %; - chlorides 19500 mg/l; - рн 7,7...8,0. место установки - в обслуживаемых помещениях вне герметичной оболочки реактора. конструкция двухэксцентриковая, фланцевая, ремонтопригодная. наружное покрытие эпоксидное порошковое толщиной не менее 250мкм. крепежные изделия арматуры из н/ж стали а4 или аналога, стойкой к морской воде ответные фланцы и крепеж должны входить в поставку. коэффициент гидравлического сопротивления не более 1,0 в полностью открытом положении. давление гидроиспытаний - 1,5 рн. герметичность - класс а по гост9544. l= не более 350мм(с ответными фланцами). тип разделки-1-24-1(с-24-1), стыкуемая труба dn х s-325x8 мм; срок службы – не менее 30 лет. э/п должен соответствовать нп-068-05 п.5.1, 5.3; э/п должны допускать работу при отклонении частоты: - в диапазоне от 49,0 до 50,5 гц – длительно; - в диапазонах (47,5 – 49,0) гц и (50,5-52,5) гц – до 5 мин однократно, но не более 750 мин в течение срока эксплуатации; - в диапазоне (46,0 – 47,5) гц – до 30 сек однократно, но не более 300 мин в течение срока эксплуатации; затворы с электроприводом должны иметь концевые контакты для сигнализации крайнего и промежуточного положений запорного органа, а также моментные выключатели. концевые и моментные выключатели э/п: u - от 24 до 48 в; i - от 1 до 400 ма; эмс по гост 32137-2013 - iii «а»; напряжение питания э/п: 220 в отклонение от +10 до -15%; 380/220 в отклонение от +10 до -15%; t открытия не более 120 с. электроприводы и редукторы должны иметь степень защиты не ниже ip67. хар-ки морской воды: - общее солесодержание 3,6 %; - хлориды 19500 мг/л; - рн 7,7...8,0. | qnc | 1 | Butterfly control valve | 112 | pcs. шт. |  | затвор цкб п99201-300 маткорп=сталь углеродистая 25л dn=300 p=1мпа рабср=вода морская спосприсоед=межфланцевый с ответными фланцами спосупр=встроенный электропривод прив=мэоф-250/25-0.25у-97ка pприв=250вт 4 н ii ту 3741-058-34390194-2004 | 2.исуп.9571342 | tm4/iii | 1016582 | 30uqa-основная насосная станция / main pump station | 2020-02-26 00:00:00 | 112 | 0 | 0 | 0 | 9(ож1)/iii |  | 110.7.3.5 | 737 | 2.700 | as per type по типу тu 3741-058-34390194-2004 ту 3741-058-34390194-2004; r01.kk34.0.0.sr.tt.wd001; дтт | 1 |  | , Manual, Hydraulic, BS, self-operated, Pneumatic | yes |  | Acid, Acid, Acid, Aggressive water, Aggressive water, Aggressive water, Air, Air, Alkali, Alkali, Alkali, Alkali solution, Ammonia, Ammonia solution, Blowdown water, Boric acid solution, Boric acid solution, Boric acid solution, Boric acid solution, Boric acid solution, Boric acid solution, Boric acid solution, Boric concentrate, Boric concentrate, bottoms liquid, caustic soda, Chemical, Chilled water, Chilled water, coagulant, coagulant solution, Compressed air, Condensate, Condensate, Condensate, Condensate, Condensate, Condensate, Decontamination solution, Decontamination solution, Desalted water, Desalted water, Distillate, Distillate, Ethanolamine solution, Feed water, Feed water, Gas, Gas mixture, Gas mixture, Hydrazine hydrate, Hydrazine solution, Hydrogen, LCQ-2 filter regeneration solutions, Mains water, Mains water, Nitric acid, Nitric acid solution, Nitrogen, Nitrogen, oil, Overheated water, oxygen, phosphate solution, primary coolant, primary coolant, primary coolant, primary coolant, Pulp, radioactive gas, radioactive gas, radioactive gas, radioactive gas, radioactive liquid, reagents, reagents, Sea water, slime, slurry water, Sodium hydroxide, Steam, Steam, Steam, Steam-air mixture, Steam-water mixture, Steam-water mixture, Steam-water mixture, sulphuric acid, sulphuric acid, washing solution, washing solution, washing solution, washing solution, Zinc Compound Solution, Water, Water, Water, Water, Water, Water, Water, Water, Water, Water, Water, Water, Water, Water, Water, Water, Water, Water, Water, Water, Water, Water, Water, Water, drainage |  |  |  |  | 1, 1, 2, 2 | yes
102 | цкб п99201-300 dn300 pd 1,0 mpа td 60 0c морская вода/sea water dn 300 мм pр 1,0 mпа тр 60 0c | 30pcb52aa201 | body and disk material is carbon steel or equivalent with a solid rubberizing resistant to seawater. mating flanges – carbon steel корпус и диск из CS.ст или аналога с твердым гуммированием, стойким к морской воде. ответные фланцы - из - CS ст. | , 4/app. , 4/прил. | place of installation is in attended rooms outside containment. type of structure is two-eccentric with flange. the structure is repairable. outer coating is powder-based epoxi of 250mcm thick not less. material of valve fasteners is stainless steel class а4 or equivalent, toleraable to effects of seawater. return flange and fasteners shall enters supply scope. hydraulic resistance factor 1.0 not above in fully opened condition hydrotest pressure 1,5 рн. tightness class a as per gost 9544. l= not above 350mm(with return flanges). type of edge cut -1-24-1(с-24-1), connected pipedn х s-325x8 mm; service life 30 yrs not less. electric actuator shall meet np-068-05 i.5.1, 5.3; electric actuators shall tolerate frequency deviation within range from 49,0 to 50,5 hz – continuously; within range (47,5 – 49,0) hz and (50,5-52,5) hz – up to 5 min once, however not above 750 min for entire service life; within range (46,0 – 47,5) hz – up to 30 s once, however not above 300 min for entire service life; electrically driven seals shall be equipped with limit and moment switches: u - from 24 to 48 v; i - from 1 to 400 mа; emc as per gost 32137-2013 - iii «а»; voltage 220 v deviation from +10 to -15%; 380/220 v deviation from +10 to -15%; time of opening 120 s not above. protection class ip67 characteristics of seawater: - overall solt content 3,6 %; - chlorides 19500 mg/l; - рн 7,7...8,0. место установки - в обслуживаемых помещениях вне герметичной оболочки реактора. конструкция двухэксцентриковая, фланцевая, ремонтопригодная. наружное покрытие эпоксидное порошковое толщиной не менее 250мкм. крепежные изделия арматуры из н/ж стали а4 или аналога, стойкой к морской воде ответные фланцы и крепеж должны входить в поставку. коэффициент гидравлического сопротивления не более 1,0 в полностью открытом положении. давление гидроиспытаний - 1,5 рн. герметичность - класс а по гост9544. l= не более 350мм(с ответными фланцами). тип разделки-1-24-1(с-24-1), стыкуемая труба dn х s-325x8 мм; срок службы – не менее 30 лет. э/п должен соответствовать нп-068-05 п.5.1, 5.3; э/п должны допускать работу при отклонении частоты: - в диапазоне от 49,0 до 50,5 гц – длительно; - в диапазонах (47,5 – 49,0) гц и (50,5-52,5) гц – до 5 мин однократно, но не более 750 мин в течение срока эксплуатации; - в диапазоне (46,0 – 47,5) гц – до 30 сек однократно, но не более 300 мин в течение срока эксплуатации; затворы с электроприводом должны иметь концевые контакты для сигнализации крайнего и промежуточного положений запорного органа, а также моментные выключатели. концевые и моментные выключатели э/п: u - от 24 до 48 в; i - от 1 до 400 ма; эмс по гост 32137-2013 - iii «а»; напряжение питания э/п: 220 в отклонение от +10 до -15%; 380/220 в отклонение от +10 до -15%; t открытия не более 120 с. электроприводы и редукторы должны иметь степень защиты не ниже ip67. хар-ки морской воды: - общее солесодержание 3,6 %; - хлориды 19500 мг/л; - рн 7,7...8,0. | qnc | 1 | Butterfly control valve | 112 | pcs. шт. |  | затвор цкб п99201-300 маткорп=сталь углеродистая 25л dn=300 p=1мпа рабср=вода морская спосприсоед=межфланцевый с ответными фланцами спосупр=встроенный электропривод прив=мэоф-250/25-0.25у-97ка pприв=250вт 4 н ii ту 3741-058-34390194-2004 | 2.исуп.9571344 | tm4/iii | 1016582 | 30uqa-основная насосная станция / main pump station | 2020-02-26 00:00:00 | 112 | 0 | 0 | 0 | 9(ож1)/iii |  | 110.7.3.5 | 738 | 2.700 | as per type по типу тu 3741-058-34390194-2004 ту 3741-058-34390194-2004; r01.kk34.0.0.sr.tt.wd001; дтт | 1 |  | , Manual, Hydraulic, BS, self-operated, Pneumatic | yes |  | Acid, Acid, Acid, Aggressive water, Aggressive water, Aggressive water, Air, Air, Alkali, Alkali, Alkali, Alkali solution, Ammonia, Ammonia solution, Blowdown water, Boric acid solution, Boric acid solution, Boric acid solution, Boric acid solution, Boric acid solution, Boric acid solution, Boric acid solution, Boric concentrate, Boric concentrate, bottoms liquid, caustic soda, Chemical, Chilled water, Chilled water, coagulant, coagulant solution, Compressed air, Condensate, Condensate, Condensate, Condensate, Condensate, Condensate, Decontamination solution, Decontamination solution, Desalted water, Desalted water, Distillate, Distillate, Ethanolamine solution, Feed water, Feed water, Gas, Gas mixture, Gas mixture, Hydrazine hydrate, Hydrazine solution, Hydrogen, LCQ-2 filter regeneration solutions, Mains water, Mains water, Nitric acid, Nitric acid solution, Nitrogen, Nitrogen, oil, Overheated water, oxygen, phosphate solution, primary coolant, primary coolant, primary coolant, primary coolant, Pulp, radioactive gas, radioactive gas, radioactive gas, radioactive gas, radioactive liquid, reagents, reagents, Sea water, slime, slurry water, Sodium hydroxide, Steam, Steam, Steam, Steam-air mixture, Steam-water mixture, Steam-water mixture, Steam-water mixture, sulphuric acid, sulphuric acid, washing solution, washing solution, washing solution, washing solution, Zinc Compound Solution, Water, Water, Water, Water, Water, Water, Water, Water, Water, Water, Water, Water, Water, Water, Water, Water, Water, Water, Water, Water, Water, Water, Water, Water, drainage |  |  |  |  | 1, 1, 2, 2 | yes
103 | цкб п99201-200 dn 200 pd 1,0 mpа td 60 0c морская вода/sea water dn 200 мм pр 1,0 mпа тр 60 0c | 30puj11aa201 | body and disk material is carbon steel or equivalent with a solid rubberizing resistant to seawater. mating flanges – carbon steel корпус и диск из CS.ст или аналога с твердым гуммированием, стойким к морской воде. ответные фланцы - из - CS ст. | , 4/app. , 4/прил. | place of installation is in attended rooms outside containment. type of structure is two-eccentric with flange. the structure is repairable. outer coating is powder-based epoxi of 250mcm thick not less. material of valve fasteners is stainless steel class а4 or equivalent, toleraable to effects of seawater. return flange and fasteners shall enters supply scope. hydraulic resistance factor 1,0 not above. hydrotest pressure 1,5 рн. tightness - class а as per gost9544. l= not above 300mm(with return flanges). type of edge cut -1-24-1(с-24-1), connected pipedn х s-219x7 mm; service life 30 yrs not less. characteristics of seawater: - overall solt content 3,6 %; - chlorides 19500 mg/l; - рн 7,7...8,0. место установки - в обслуживаемых помещениях вне герметичной оболочки реактора. конструкция двухэксцентриковая, фланцевая, ремонтопригодная. наружное покрытие эпоксидное порошковое толщиной не менее 250мкм. крепежные изделия арматуры из н/ж стали а4 или аналога, стойкой к морской воде ответные фланцы и крепеж должны входить в поставку. коэффициент гидравлического сопротивления не более 1,0. давление гидроиспытаний - 1,5 рн. герметичность - класс а по гост9544. l= не более 300мм(с ответными фланцами). тип разделки-1-24-1(с-24-1), стыкуемая труба dn х s-219x7 мм; срок службы – не менее 30 лет. хар-ки морской воды: - общее солесодержание 3,6 %; - хлориды 19500 мг/л; - рн 7,7...8,0. | qnc | 1 | Butterfly control valve | 53 | pcs. шт. |  | затвор дисковый регулирующий цкб п99201-200 маткорп=сталь углеродистая dn=200 p=1мпа рабср=вода морская спосприсоед=межфланцевый с ответными фланцами спосупр=привод ручной ту 3741-058-34390194-2004 | 2.исуп.9571346 | tm4/iii | 1015559 | 30uqa-основная насосная станция / main pump station | 2020-02-26 00:00:00 | 53 | 0 | 0 | 0 | 9(ож1)/iii |  | 110.7.3.7 | 739 | 2.702 | as per type по типу тu 3741-058-34390194-2004 ту 3741-058-34390194-2004; r01.kk34.0.0.sr.tt.wd001; дтт | 1 |  | , Manual, Hydraulic, BS, self-operated, Pneumatic | yes |  | Acid, Acid, Acid, Aggressive water, Aggressive water, Aggressive water, Air, Air, Alkali, Alkali, Alkali, Alkali solution, Ammonia, Ammonia solution, Blowdown water, Boric acid solution, Boric acid solution, Boric acid solution, Boric acid solution, Boric acid solution, Boric acid solution, Boric acid solution, Boric concentrate, Boric concentrate, bottoms liquid, caustic soda, Chemical, Chilled water, Chilled water, coagulant, coagulant solution, Compressed air, Condensate, Condensate, Condensate, Condensate, Condensate, Condensate, Decontamination solution, Decontamination solution, Desalted water, Desalted water, Distillate, Distillate, Ethanolamine solution, Feed water, Feed water, Gas, Gas mixture, Gas mixture, Hydrazine hydrate, Hydrazine solution, Hydrogen, LCQ-2 filter regeneration solutions, Mains water, Mains water, Nitric acid, Nitric acid solution, Nitrogen, Nitrogen, oil, Overheated water, oxygen, phosphate solution, primary coolant, primary coolant, primary coolant, primary coolant, Pulp, radioactive gas, radioactive gas, radioactive gas, radioactive gas, radioactive liquid, reagents, reagents, Sea water, slime, slurry water, Sodium hydroxide, Steam, Steam, Steam, Steam-air mixture, Steam-water mixture, Steam-water mixture, Steam-water mixture, sulphuric acid, sulphuric acid, washing solution, washing solution, washing solution, washing solution, Zinc Compound Solution, Water, Water, Water, Water, Water, Water, Water, Water, Water, Water, Water, Water, Water, Water, Water, Water, Water, Water, Water, Water, Water, Water, Water, Water, drainage |  |  |  |  | 1, 1, 2, 2 | yes
104 | цкб п99201-200 dn 200 pd 1,0 mpа td 60 0c морская вода/sea water dn 200 мм pр 1,0 mпа тр 60 0c | 30puj12aa201 | body and disk material is carbon steel or equivalent with a solid rubberizing resistant to seawater. mating flanges – carbon steel корпус и диск из CS.ст или аналога с твердым гуммированием, стойким к морской воде. ответные фланцы - из - CS ст. | , 4/app. , 4/прил. | place of installation is in attended rooms outside containment. type of structure is two-eccentric with flange. the structure is repairable. outer coating is powder-based epoxi of 250mcm thick not less. material of valve fasteners is stainless steel class а4 or equivalent, toleraable to effects of seawater. return flange and fasteners shall enters supply scope. hydraulic resistance factor 1,0 not above. hydrotest pressure 1,5 рн. tightness - class а as per gost9544. l= not above 300mm(with return flanges). type of edge cut -1-24-1(с-24-1), connected pipedn х s-219x7 mm; service life 30 yrs not less. characteristics of seawater: - overall solt content 3,6 %; - chlorides 19500 mg/l; - рн 7,7...8,0. место установки - в обслуживаемых помещениях вне герметичной оболочки реактора. конструкция двухэксцентриковая, фланцевая, ремонтопригодная. наружное покрытие эпоксидное порошковое толщиной не менее 250мкм. крепежные изделия арматуры из н/ж стали а4 или аналога, стойкой к морской воде ответные фланцы и крепеж должны входить в поставку. коэффициент гидравлического сопротивления не более 1,0. давление гидроиспытаний - 1,5 рн. герметичность - класс а по гост9544. l= не более 300мм(с ответными фланцами). тип разделки-1-24-1(с-24-1), стыкуемая труба dn х s-219x7 мм; срок службы – не менее 30 лет. хар-ки морской воды: - общее солесодержание 3,6 %; - хлориды 19500 мг/л; - рн 7,7...8,0. | qnc | 1 | Butterfly control valve | 53 | pcs. шт. |  | затвор дисковый регулирующий цкб п99201-200 маткорп=сталь углеродистая dn=200 p=1мпа рабср=вода морская спосприсоед=межфланцевый с ответными фланцами спосупр=привод ручной ту 3741-058-34390194-2004 | 2.исуп.9571348 | tm4/iii | 1015559 | 30uqa-основная насосная станция / main pump station | 2020-02-26 00:00:00 | 53 | 0 | 0 | 0 | 9(ож1)/iii |  | 110.7.3.7 | 740 | 2.702 | as per type по типу тu 3741-058-34390194-2004 ту 3741-058-34390194-2004; r01.kk34.0.0.sr.tt.wd001; дтт | 1 |  | , Manual, Hydraulic, BS, self-operated, Pneumatic | yes |  | Acid, Acid, Acid, Aggressive water, Aggressive water, Aggressive water, Air, Air, Alkali, Alkali, Alkali, Alkali solution, Ammonia, Ammonia solution, Blowdown water, Boric acid solution, Boric acid solution, Boric acid solution, Boric acid solution, Boric acid solution, Boric acid solution, Boric acid solution, Boric concentrate, Boric concentrate, bottoms liquid, caustic soda, Chemical, Chilled water, Chilled water, coagulant, coagulant solution, Compressed air, Condensate, Condensate, Condensate, Condensate, Condensate, Condensate, Decontamination solution, Decontamination solution, Desalted water, Desalted water, Distillate, Distillate, Ethanolamine solution, Feed water, Feed water, Gas, Gas mixture, Gas mixture, Hydrazine hydrate, Hydrazine solution, Hydrogen, LCQ-2 filter regeneration solutions, Mains water, Mains water, Nitric acid, Nitric acid solution, Nitrogen, Nitrogen, oil, Overheated water, oxygen, phosphate solution, primary coolant, primary coolant, primary coolant, primary coolant, Pulp, radioactive gas, radioactive gas, radioactive gas, radioactive gas, radioactive liquid, reagents, reagents, Sea water, slime, slurry water, Sodium hydroxide, Steam, Steam, Steam, Steam-air mixture, Steam-water mixture, Steam-water mixture, Steam-water mixture, sulphuric acid, sulphuric acid, washing solution, washing solution, washing solution, washing solution, Zinc Compound Solution, Water, Water, Water, Water, Water, Water, Water, Water, Water, Water, Water, Water, Water, Water, Water, Water, Water, Water, Water, Water, Water, Water, Water, Water, drainage |  |  |  |  | 1, 1, 2, 2 | yes
105 | цкб к99195-1200 dn 1200 pd 0,6 mpа td 60oc морская вода/sea water dn 1200 мм pр 0,6 mпа тр 60oc | 30pul10aa001 | body and disk material is carbon steel or equivalent with a solid rubberizing resistant to seawater. mating flanges – carbon steel корпус и диск из CS.ст или аналога с твердым гуммированием, стойким к морской воде. ответные фланцы - из - CS ст. | , 4/app. , 4/прил. | place of installation is in attended rooms outside containment. type of structure is two-eccentric with flange. the structure is repairable. outer coating is powder-based epoxi of 250mcm thick not less. material of valve fasteners is stainless steel class а4 or equivalent, toleraable to effects of seawater. return flange and fasteners shall enters supply scope. hydraulic resistance factor 1,0 not above. hydrotest pressure 1,5 рн. tightness class a as per gost 9544. l= not above 750mm(with return flanges). type of edge cut -1-24-1(с-24-1), connected pipedn х s-1220x12 mm; service life 30 yrs not less. electric actuator shall meet np-068-05 i.5.1, 5.3; electric actuators shall tolerate frequency deviation within range from 49,0 to 50,5 hz – continuously; within range (47,5 – 49,0) hz and (50,5-52,5) hz – up to 5 min once, however not above 750 min for entire service life; within range (46,0 – 47,5) hz – up to 30 s once, however not above 300 min for entire service life; electrically driven seals shall be equipped with limit and moment switches: u - from 24 to 48 v; i - from 1 to 400 mа; emc as per gost 32137-2013 - iii «а»; voltage 380/220 v deviation from +10 to -15%; time of opening 100 s not above. protection class ip67 characteristics of seawater: - overall solt content 3,6 %; - chlorides 19500 mg/l; - рн 7,7...8,0. место установки - в обслуживаемых помещениях вне герметичной оболочки реактора. конструкция двухэксцентриковая, фланцевая, ремонтопригодная. наружное покрытие эпоксидное порошковое толщиной не менее 250мкм. крепежные изделия арматуры из н/ж стали а4 или аналога, стойкой к морской воде ответные фланцы и крепеж должны входить в поставку. коэффициент гидравлического сопротивления не более 1,0. давление гидроиспытаний - 1,5 рн. герметичность - класс а по гост9544. l= не более 750мм(с ответными фланцами). тип разделки-1-24-1(с-24-1), стыкуемая труба dn х s-1220x12 мм; срок службы – не менее 30 лет. э/п должен соответствовать нп-068-05 п.5.1, 5.3; э/п должны допускать работу при отклонении частоты: - в диапазоне от 49,0 до 50,5 гц – длительно; - в диапазонах (47,5 – 49,0) гц и (50,5-52,5) гц – до 5 мин однократно, но не более 750 мин в течение срока эксплуатации; - в диапазоне (46,0 – 47,5) гц – до 30 сек однократно, но не более 300 мин в течение срока эксплуатации; затворы с электроприводом должны иметь концевые контакты для сигнализации крайнего и промежуточного положений запорного органа, а также моментные выключатели. концевые и моментные выключатели э/п: u - от 24 до 48 в; i - от 1 до 400 ма; эмс по гост 32137-2013 - iii «а»; напряжение питания э/п: 380/220 в отклонение от +10 до -15%; t открытия не более 100 с. электроприводы и редукторы должны иметь степень защиты не ниже ip67 хар-ки морской воды: - общее солесодержание 3,6 %; - хлориды 19500 мг/л; - рн 7,7...8,0. | qnc | 1 | Butterfly valve | 1950 | pcs. шт. |  | затвор дисковый цкб к99195-1200 маткорп=сталь углеродистая dn=1200 p=0.6мпа рабср=вода морская tрабср=до 60°с спосприсоед=межфланцевый с ответными фланцами спосупр=встроенный электропривод прив=2-пб-17 pприв=1.7квт 4 н ii ту 3742-044-34390194-2004 | 2.исуп.9576701 | тм4/iii | 1015678 | 30upx-рыбозащитное сооружение / fish protection facility | 2020-02-26 00:00:00 | 1950 | 0 | 0 | 0 | 9(ож1)/iii |  | 110.7.43 | 741 | 2.732 | as per type по типу тu 3742-044-34390194-2004 тu 3742-044-34390194-2004; r01.kk34.0.0.sr.tt.wd001; дтт | 1 |  | , Manual, Hydraulic, BS, self-operated, Pneumatic | yes |  | Acid, Acid, Acid, Aggressive water, Aggressive water, Aggressive water, Air, Air, Alkali, Alkali, Alkali, Alkali solution, Ammonia, Ammonia solution, Blowdown water, Boric acid solution, Boric acid solution, Boric acid solution, Boric acid solution, Boric acid solution, Boric acid solution, Boric acid solution, Boric concentrate, Boric concentrate, bottoms liquid, caustic soda, Chemical, Chilled water, Chilled water, coagulant, coagulant solution, Compressed air, Condensate, Condensate, Condensate, Condensate, Condensate, Condensate, Decontamination solution, Decontamination solution, Desalted water, Desalted water, Distillate, Distillate, Ethanolamine solution, Feed water, Feed water, Gas, Gas mixture, Gas mixture, Hydrazine hydrate, Hydrazine solution, Hydrogen, LCQ-2 filter regeneration solutions, Mains water, Mains water, Nitric acid, Nitric acid solution, Nitrogen, Nitrogen, oil, Overheated water, oxygen, phosphate solution, primary coolant, primary coolant, primary coolant, primary coolant, Pulp, radioactive gas, radioactive gas, radioactive gas, radioactive gas, radioactive liquid, reagents, reagents, Sea water, slime, slurry water, Sodium hydroxide, Steam, Steam, Steam, Steam-air mixture, Steam-water mixture, Steam-water mixture, Steam-water mixture, sulphuric acid, sulphuric acid, washing solution, washing solution, washing solution, washing solution, Zinc Compound Solution, Water, Water, Water, Water, Water, Water, Water, Water, Water, Water, Water, Water, Water, Water, Water, Water, Water, Water, Water, Water, Water, Water, Water, Water, drainage |  |  |  |  | 1, 1, 2, 2 | yes
106 | цкб к99195-1200 dn 1200 pd 0,6 mpа td 60oc морская вода/sea water dn 1200 мм pр 0,6 mпа тр 60oc | 30pul20aa001 | body and disk material is carbon steel or equivalent with a solid rubberizing resistant to seawater. mating flanges – carbon steel корпус и диск из CS.ст или аналога с твердым гуммированием, стойким к морской воде. ответные фланцы - из - CS ст. | , 4/app. , 4/прил. | place of installation is in attended rooms outside containment. type of structure is two-eccentric with flange. the structure is repairable. outer coating is powder-based epoxi of 250mcm thick not less. material of valve fasteners is stainless steel class а4 or equivalent, toleraable to effects of seawater. return flange and fasteners shall enters supply scope. hydraulic resistance factor 1,0 not above. hydrotest pressure 1,5 рн. tightness class a as per gost 9544. l= not above 750mm(with return flanges). type of edge cut -1-24-1(с-24-1), connected pipedn х s-1220x12 mm; service life 30 yrs not less. electric actuator shall meet np-068-05 i.5.1, 5.3; electric actuators shall tolerate frequency deviation within range from 49,0 to 50,5 hz – continuously; within range (47,5 – 49,0) hz and (50,5-52,5) hz – up to 5 min once, however not above 750 min for entire service life; within range (46,0 – 47,5) hz – up to 30 s once, however not above 300 min for entire service life; electrically driven seals shall be equipped with limit and moment switches: u - from 24 to 48 v; i - from 1 to 400 mа; emc as per gost 32137-2013 - iii «а»; voltage 380/220 v deviation from +10 to -15%; time of opening 100 s not above. protection class ip67 characteristics of seawater: - overall solt content 3,6 %; - chlorides 19500 mg/l; - рн 7,7...8,0. место установки - в обслуживаемых помещениях вне герметичной оболочки реактора. конструкция двухэксцентриковая, фланцевая, ремонтопригодная. наружное покрытие эпоксидное порошковое толщиной не менее 250мкм. крепежные изделия арматуры из н/ж стали а4 или аналога, стойкой к морской воде ответные фланцы и крепеж должны входить в поставку. коэффициент гидравлического сопротивления не более 1,0. давление гидроиспытаний - 1,5 рн. герметичность - класс а по гост9544. l= не более 750мм(с ответными фланцами). тип разделки-1-24-1(с-24-1), стыкуемая труба dn х s-1220x12 мм; срок службы – не менее 30 лет. э/п должен соответствовать нп-068-05 п.5.1, 5.3; э/п должны допускать работу при отклонении частоты: - в диапазоне от 49,0 до 50,5 гц – длительно; - в диапазонах (47,5 – 49,0) гц и (50,5-52,5) гц – до 5 мин однократно, но не более 750 мин в течение срока эксплуатации; - в диапазоне (46,0 – 47,5) гц – до 30 сек однократно, но не более 300 мин в течение срока эксплуатации; затворы с электроприводом должны иметь концевые контакты для сигнализации крайнего и промежуточного положений запорного органа, а также моментные выключатели. концевые и моментные выключатели э/п: u - от 24 до 48 в; i - от 1 до 400 ма; эмс по гост 32137-2013 - iii «а»; напряжение питания э/п: 380/220 в отклонение от +10 до -15%; t открытия не более 100 с. электроприводы и редукторы должны иметь степень защиты не ниже ip67 хар-ки морской воды: - общее солесодержание 3,6 %; - хлориды 19500 мг/л; - рн 7,7...8,0. | qnc | 1 | Butterfly valve | 1950 | pcs. шт. |  | затвор дисковый цкб к99195-1200 маткорп=сталь углеродистая dn=1200 p=0.6мпа рабср=вода морская tрабср=до 60°с спосприсоед=межфланцевый с ответными фланцами спосупр=встроенный электропривод прив=2-пб-17 pприв=1.7квт 4 н ii ту 3742-044-34390194-2004 | 2.исуп.9576703 | тм4/iii | 1015678 | 30upx-рыбозащитное сооружение / fish protection facility | 2020-02-26 00:00:00 | 1950 | 0 | 0 | 0 | 9(ож1)/iii |  | 110.7.43 | 742 | 2.732 | as per type по типу тu 3742-044-34390194-2004 тu 3742-044-34390194-2004; r01.kk34.0.0.sr.tt.wd001; дтт | 1 |  | , Manual, Hydraulic, BS, self-operated, Pneumatic | yes |  | Acid, Acid, Acid, Aggressive water, Aggressive water, Aggressive water, Air, Air, Alkali, Alkali, Alkali, Alkali solution, Ammonia, Ammonia solution, Blowdown water, Boric acid solution, Boric acid solution, Boric acid solution, Boric acid solution, Boric acid solution, Boric acid solution, Boric acid solution, Boric concentrate, Boric concentrate, bottoms liquid, caustic soda, Chemical, Chilled water, Chilled water, coagulant, coagulant solution, Compressed air, Condensate, Condensate, Condensate, Condensate, Condensate, Condensate, Decontamination solution, Decontamination solution, Desalted water, Desalted water, Distillate, Distillate, Ethanolamine solution, Feed water, Feed water, Gas, Gas mixture, Gas mixture, Hydrazine hydrate, Hydrazine solution, Hydrogen, LCQ-2 filter regeneration solutions, Mains water, Mains water, Nitric acid, Nitric acid solution, Nitrogen, Nitrogen, oil, Overheated water, oxygen, phosphate solution, primary coolant, primary coolant, primary coolant, primary coolant, Pulp, radioactive gas, radioactive gas, radioactive gas, radioactive gas, radioactive liquid, reagents, reagents, Sea water, slime, slurry water, Sodium hydroxide, Steam, Steam, Steam, Steam-air mixture, Steam-water mixture, Steam-water mixture, Steam-water mixture, sulphuric acid, sulphuric acid, washing solution, washing solution, washing solution, washing solution, Zinc Compound Solution, Water, Water, Water, Water, Water, Water, Water, Water, Water, Water, Water, Water, Water, Water, Water, Water, Water, Water, Water, Water, Water, Water, Water, Water, drainage |  |  |  |  | 1, 1, 2, 2 | yes
107 | цкб к99195-1200 dn 1200 pd 0,6 mpа td 60oc морская вода/sea water dn 1200 мм pр 0,6 mпа тр 60oc | 30pul30aa001 | body and disk material is carbon steel or equivalent with a solid rubberizing resistant to seawater. mating flanges – carbon steel корпус и диск из CS.ст или аналога с твердым гуммированием, стойким к морской воде. ответные фланцы - из - CS ст. | , 4/app. , 4/прил. | place of installation is in attended rooms outside containment. type of structure is two-eccentric with flange. the structure is repairable. outer coating is powder-based epoxi of 250mcm thick not less. material of valve fasteners is stainless steel class а4 or equivalent, toleraable to effects of seawater. return flange and fasteners shall enters supply scope. hydraulic resistance factor 1,0 not above. hydrotest pressure 1,5 рн. tightness class a as per gost 9544. l= not above 750mm(with return flanges). type of edge cut -1-24-1(с-24-1), connected pipedn х s-1220x12 mm; service life 30 yrs not less. electric actuator shall meet np-068-05 i.5.1, 5.3; electric actuators shall tolerate frequency deviation within range from 49,0 to 50,5 hz – continuously; within range (47,5 – 49,0) hz and (50,5-52,5) hz – up to 5 min once, however not above 750 min for entire service life; within range (46,0 – 47,5) hz – up to 30 s once, however not above 300 min for entire service life; electrically driven seals shall be equipped with limit and moment switches: u - from 24 to 48 v; i - from 1 to 400 mа; emc as per gost 32137-2013 - iii «а»; voltage 380/220 v deviation from +10 to -15%; time of opening 100 s not above. protection class ip67 characteristics of seawater: - overall solt content 3,6 %; - chlorides 19500 mg/l; - рн 7,7...8,0. место установки - в обслуживаемых помещениях вне герметичной оболочки реактора. конструкция двухэксцентриковая, фланцевая, ремонтопригодная. наружное покрытие эпоксидное порошковое толщиной не менее 250мкм. крепежные изделия арматуры из н/ж стали а4 или аналога, стойкой к морской воде ответные фланцы и крепеж должны входить в поставку. коэффициент гидравлического сопротивления не более 1,0. давление гидроиспытаний - 1,5 рн. герметичность - класс а по гост9544. l= не более 750мм(с ответными фланцами). тип разделки-1-24-1(с-24-1), стыкуемая труба dn х s-1220x12 мм; срок службы – не менее 30 лет. э/п должен соответствовать нп-068-05 п.5.1, 5.3; э/п должны допускать работу при отклонении частоты: - в диапазоне от 49,0 до 50,5 гц – длительно; - в диапазонах (47,5 – 49,0) гц и (50,5-52,5) гц – до 5 мин однократно, но не более 750 мин в течение срока эксплуатации; - в диапазоне (46,0 – 47,5) гц – до 30 сек однократно, но не более 300 мин в течение срока эксплуатации; затворы с электроприводом должны иметь концевые контакты для сигнализации крайнего и промежуточного положений запорного органа, а также моментные выключатели. концевые и моментные выключатели э/п: u - от 24 до 48 в; i - от 1 до 400 ма; эмс по гост 32137-2013 - iii «а»; напряжение питания э/п: 380/220 в отклонение от +10 до -15%; t открытия не более 100 с. электроприводы и редукторы должны иметь степень защиты не ниже ip67 хар-ки морской воды: - общее солесодержание 3,6 %; - хлориды 19500 мг/л; - рн 7,7...8,0. | qnc | 1 | Butterfly valve | 1950 | pcs. шт. |  | затвор дисковый цкб к99195-1200 маткорп=сталь углеродистая dn=1200 p=0.6мпа рабср=вода морская tрабср=до 60°с спосприсоед=межфланцевый с ответными фланцами спосупр=встроенный электропривод прив=2-пб-17 pприв=1.7квт 4 н ii ту 3742-044-34390194-2004 | 2.исуп.9576705 | тм4/iii | 1015678 | 30upx-рыбозащитное сооружение / fish protection facility | 2020-02-26 00:00:00 | 1950 | 0 | 0 | 0 | 9(ож1)/iii |  | 110.7.43 | 743 | 2.732 | as per type по типу тu 3742-044-34390194-2004 тu 3742-044-34390194-2004; r01.kk34.0.0.sr.tt.wd001; дтт | 1 |  | , Manual, Hydraulic, BS, self-operated, Pneumatic | yes |  | Acid, Acid, Acid, Aggressive water, Aggressive water, Aggressive water, Air, Air, Alkali, Alkali, Alkali, Alkali solution, Ammonia, Ammonia solution, Blowdown water, Boric acid solution, Boric acid solution, Boric acid solution, Boric acid solution, Boric acid solution, Boric acid solution, Boric acid solution, Boric concentrate, Boric concentrate, bottoms liquid, caustic soda, Chemical, Chilled water, Chilled water, coagulant, coagulant solution, Compressed air, Condensate, Condensate, Condensate, Condensate, Condensate, Condensate, Decontamination solution, Decontamination solution, Desalted water, Desalted water, Distillate, Distillate, Ethanolamine solution, Feed water, Feed water, Gas, Gas mixture, Gas mixture, Hydrazine hydrate, Hydrazine solution, Hydrogen, LCQ-2 filter regeneration solutions, Mains water, Mains water, Nitric acid, Nitric acid solution, Nitrogen, Nitrogen, oil, Overheated water, oxygen, phosphate solution, primary coolant, primary coolant, primary coolant, primary coolant, Pulp, radioactive gas, radioactive gas, radioactive gas, radioactive gas, radioactive liquid, reagents, reagents, Sea water, slime, slurry water, Sodium hydroxide, Steam, Steam, Steam, Steam-air mixture, Steam-water mixture, Steam-water mixture, Steam-water mixture, sulphuric acid, sulphuric acid, washing solution, washing solution, washing solution, washing solution, Zinc Compound Solution, Water, Water, Water, Water, Water, Water, Water, Water, Water, Water, Water, Water, Water, Water, Water, Water, Water, Water, Water, Water, Water, Water, Water, Water, drainage |  |  |  |  | 1, 1, 2, 2 | yes
108 | цкб к99195-500 dn 500.0 mm pd 0.6 mpa td 60 oc морская вода/see water dn 500.0 мм рр 0.6 мпа тр 60 ос | 40pcb22aa001 | SS+NP | , 4/ ii | вне оболочки; ;материал -10x17h13мзт (с протекторной защитой) ответн. флан.- угл.ст; l= 287 мм, h=1030 мм; разделка кромок патрубков : тип разделки-1-24-1(с-24-1) др-516(+0,7) мм dn х s-530x8 мм; конструкция соосная; tср 75 с, не более; стяжное (межфланцевое), между ответными фланцами под приварку к трубопроводу и крепежом, поставляемыми комплектно outside containment; ;material -10x17h13mзт (with cathodic protection) return flange- cs l= 287 mm, h=1030 mm; nozzle edge preparation : type-1-24-1(s-24-1) др-516(+0,7) mm dn х s-530x8 mm; co-axial structure; time of actuation 75 s, not above;tightening connection (inter-flange), between counter-flanges for welding to pipeline and fastener supplied in completion with equipment | qnc | 1 | Butterfly valve | 400 | pcs. шт. |  | затвор дисковый цкб к99195-500 маткорп=сталь углеродистая dn=500 p=0.6мпа рабср=вода морская tрабср=до 60°с спосприсоед=межфланцевый с ответными фланцами спосупр=встроенный электропривод прив=2-па-16 pприв=0.18квт 4 н iiб т 3 iii ту 3742-044-34390194-2004 | 2.исуп.10796289 | t3/iii | 1020591 | 40uqa-основная насосная станция /main pumping station | 2020-10-17 00:00:00 | 400 | 0 | 0 | 0 | 9(ож1)/iii |  | 110.7.155.8 | 1572 | 2.1804 | tu ту 3742-044-34390194-2004; r01.kk34.0.0.sr.tt.wd001; дтт | 1 |  | , Manual, Hydraulic, BS, self-operated, Pneumatic | yes |  | Acid, Acid, Acid, Aggressive water, Aggressive water, Aggressive water, Air, Air, Alkali, Alkali, Alkali, Alkali solution, Ammonia, Ammonia solution, Blowdown water, Boric acid solution, Boric acid solution, Boric acid solution, Boric acid solution, Boric acid solution, Boric acid solution, Boric acid solution, Boric concentrate, Boric concentrate, bottoms liquid, caustic soda, Chemical, Chilled water, Chilled water, coagulant, coagulant solution, Compressed air, Condensate, Condensate, Condensate, Condensate, Condensate, Condensate, Decontamination solution, Decontamination solution, Desalted water, Desalted water, Distillate, Distillate, Ethanolamine solution, Feed water, Feed water, Gas, Gas mixture, Gas mixture, Hydrazine hydrate, Hydrazine solution, Hydrogen, LCQ-2 filter regeneration solutions, Mains water, Mains water, Nitric acid, Nitric acid solution, Nitrogen, Nitrogen, oil, Overheated water, oxygen, phosphate solution, primary coolant, primary coolant, primary coolant, primary coolant, Pulp, radioactive gas, radioactive gas, radioactive gas, radioactive gas, radioactive liquid, reagents, reagents, Sea water, slime, slurry water, Sodium hydroxide, Steam, Steam, Steam, Steam-air mixture, Steam-water mixture, Steam-water mixture, Steam-water mixture, sulphuric acid, sulphuric acid, washing solution, washing solution, washing solution, washing solution, Zinc Compound Solution, Water, Water, Water, Water, Water, Water, Water, Water, Water, Water, Water, Water, Water, Water, Water, Water, Water, Water, Water, Water, Water, Water, Water, Water, drainage | [5 empty] | yes
109 | цкб к99195-500 dn 500.0 mm pd 0.6 mpa td 60 oc морская вода/see water dn 500.0 мм рр 0.6 мпа тр 60 ос | 40pcb23aa001 | SS+NP | , 4/ ii | вне оболочки; ;материал -10x17h13мзт (с протекторной защитой) ответн. флан.- угл.ст; l= 287 мм, h=1030 мм; разделка кромок патрубков : тип разделки-1-24-1(с-24-1) др-516(+0,7) мм dn х s-530x8 мм; конструкция соосная; tср 75 с, не более; стяжное (межфланцевое), между ответными фланцами под приварку к трубопроводу и крепежом, поставляемыми комплектно outside containment; ;material -10x17h13mзт (with cathodic protection) return flange- cs l= 287 mm, h=1030 mm; nozzle edge preparation : type-1-24-1(s-24-1) др-516(+0,7) mm dn х s-530x8 mm; co-axial structure; time of actuation 75 s, not above;tightening connection (inter-flange), between counter-flanges for welding to pipeline and fastener supplied in completion with equipment | qnc | 1 | Butterfly valve | 400 | pcs. шт. |  | затвор дисковый цкб к99195-500 маткорп=сталь углеродистая dn=500 p=0.6мпа рабср=вода морская tрабср=до 60°с спосприсоед=межфланцевый с ответными фланцами спосупр=встроенный электропривод прив=2-па-16 pприв=0.18квт 4 н iiб т 3 iii ту 3742-044-34390194-2004 | 2.исуп.10796290 | t3/iii | 1020591 | 40uqa-основная насосная станция /main pumping station | 2020-10-17 00:00:00 | 400 | 0 | 0 | 0 | 9(ож1)/iii |  | 110.7.155.8 | 1573 | 2.1804 | tu ту 3742-044-34390194-2004; r01.kk34.0.0.sr.tt.wd001; дтт | 1 |  | , Manual, Hydraulic, BS, self-operated, Pneumatic | yes |  | Acid, Acid, Acid, Aggressive water, Aggressive water, Aggressive water, Air, Air, Alkali, Alkali, Alkali, Alkali solution, Ammonia, Ammonia solution, Blowdown water, Boric acid solution, Boric acid solution, Boric acid solution, Boric acid solution, Boric acid solution, Boric acid solution, Boric acid solution, Boric concentrate, Boric concentrate, bottoms liquid, caustic soda, Chemical, Chilled water, Chilled water, coagulant, coagulant solution, Compressed air, Condensate, Condensate, Condensate, Condensate, Condensate, Condensate, Decontamination solution, Decontamination solution, Desalted water, Desalted water, Distillate, Distillate, Ethanolamine solution, Feed water, Feed water, Gas, Gas mixture, Gas mixture, Hydrazine hydrate, Hydrazine solution, Hydrogen, LCQ-2 filter regeneration solutions, Mains water, Mains water, Nitric acid, Nitric acid solution, Nitrogen, Nitrogen, oil, Overheated water, oxygen, phosphate solution, primary coolant, primary coolant, primary coolant, primary coolant, Pulp, radioactive gas, radioactive gas, radioactive gas, radioactive gas, radioactive liquid, reagents, reagents, Sea water, slime, slurry water, Sodium hydroxide, Steam, Steam, Steam, Steam-air mixture, Steam-water mixture, Steam-water mixture, Steam-water mixture, sulphuric acid, sulphuric acid, washing solution, washing solution, washing solution, washing solution, Zinc Compound Solution, Water, Water, Water, Water, Water, Water, Water, Water, Water, Water, Water, Water, Water, Water, Water, Water, Water, Water, Water, Water, Water, Water, Water, Water, drainage | [5 empty] | yes
110 | цкб к99195-500 dn 500.0 mm pd 0.6 mpa td 60 oc морская вода/see water dn 500.0 мм рр 0.6 мпа тр 60 ос | 40pcb21aa002 | SS+NP | , 4/ ii | вне оболочки; ;материал -10x17h13мзт (с протекторной защитой) ответн. флан.- угл.ст; l= 287 мм, h= 1030 мм; разделка кромок патрубков : тип разделки-1-24-1(с-24-1) др-516(+0,7) мм dn х s-530x8 мм; конструкция соосная; концевые и моментные выключатели э/п: u - от 24 до 48 в; i - от 1 до 400 ма; эмс по гост 32137-2013 - iii «а»; n 0,18 квт, t 75 с; стяжное (межфланцевое), между ответными фланцами под приварку к трубопроводу и крепежом, поставляемыми комплектно outside containment; ;material -10x17h13mзт (with cathodic protection) return flange- cs l= 287 mm, h= 1030 mm; nozzle edge preparation : type-1-24-1(s-24-1) др-516(+0,7) mm dn х s-530x8 mm; co-axial structure; limit and moment switch actuator: u - from 24 upto 48 v; i - from 1 upto 400 mа; emc as per gost 32137-2013 - iii «а»; n 0,18 kw, t 75 s; tightening connection (inter-flange), between counter-flanges for welding to pipeline and fastener supplied in completion with equipment | qnc | 1 | Butterfly valve | 400 | pcs. шт. |  | затвор дисковый цкб к99195-500 маткорп=сталь углеродистая dn=500 p=0.6мпа рабср=вода морская tрабср=до 60°с спосприсоед=межфланцевый с ответными фланцами спосупр=встроенный электропривод прив=2-па-16 pприв=0.18квт 4 н iiб т 3 iii ту 3742-044-34390194-2004 | 2.исуп.10796291 | t3/iii | 1020591 | 40uqa-основная насосная станция /main pumping station | 2020-10-17 00:00:00 | 400 | 0 | 0 | 0 | 9(ож1)/iii |  | 110.7.155.9 | 1574 | 2.1806 | tu ту 3742-044-34390194-2004; r01.kk34.0.0.sr.tt.wd001; дтт | 1 |  | , Manual, Hydraulic, BS, self-operated, Pneumatic | yes |  | Acid, Acid, Acid, Aggressive water, Aggressive water, Aggressive water, Air, Air, Alkali, Alkali, Alkali, Alkali solution, Ammonia, Ammonia solution, Blowdown water, Boric acid solution, Boric acid solution, Boric acid solution, Boric acid solution, Boric acid solution, Boric acid solution, Boric acid solution, Boric concentrate, Boric concentrate, bottoms liquid, caustic soda, Chemical, Chilled water, Chilled water, coagulant, coagulant solution, Compressed air, Condensate, Condensate, Condensate, Condensate, Condensate, Condensate, Decontamination solution, Decontamination solution, Desalted water, Desalted water, Distillate, Distillate, Ethanolamine solution, Feed water, Feed water, Gas, Gas mixture, Gas mixture, Hydrazine hydrate, Hydrazine solution, Hydrogen, LCQ-2 filter regeneration solutions, Mains water, Mains water, Nitric acid, Nitric acid solution, Nitrogen, Nitrogen, oil, Overheated water, oxygen, phosphate solution, primary coolant, primary coolant, primary coolant, primary coolant, Pulp, radioactive gas, radioactive gas, radioactive gas, radioactive gas, radioactive liquid, reagents, reagents, Sea water, slime, slurry water, Sodium hydroxide, Steam, Steam, Steam, Steam-air mixture, Steam-water mixture, Steam-water mixture, Steam-water mixture, sulphuric acid, sulphuric acid, washing solution, washing solution, washing solution, washing solution, Zinc Compound Solution, Water, Water, Water, Water, Water, Water, Water, Water, Water, Water, Water, Water, Water, Water, Water, Water, Water, Water, Water, Water, Water, Water, Water, Water, drainage | [5 empty] | yes
111 | цкб к99195-500 dn 500.0 mm pd 0.6 mpa td 60 oc морская вода/see water dn 500.0 мм рр 0.6 мпа тр 60 ос | 40pcb22aa002 | SS+NP | , 4/ ii | вне оболочки; ;материал -10x17h13мзт (с протекторной защитой) ответн. флан.- угл.ст; l= 287 мм, h= 1030 мм; разделка кромок патрубков : тип разделки-1-24-1(с-24-1) др-516(+0,7) мм dn х s-530x8 мм; конструкция соосная; концевые и моментные выключатели э/п: u - от 24 до 48 в; i - от 1 до 400 ма; эмс по гост 32137-2013 - iii «а»; n 0,18 квт, t 75 с; стяжное (межфланцевое), между ответными фланцами под приварку к трубопроводу и крепежом, поставляемыми комплектно outside containment; ;material -10x17h13mзт (with cathodic protection) return flange- cs l= 287 mm, h= 1030 mm; nozzle edge preparation : type-1-24-1(s-24-1) др-516(+0,7) mm dn х s-530x8 mm; co-axial structure; limit and moment switch actuator: u - from 24 upto 48 v; i - from 1 upto 400 mа; emc as per gost 32137-2013 - iii «а»; n 0,18 kw, t 75 s; tightening connection (inter-flange), between counter-flanges for welding to pipeline and fastener supplied in completion with equipment | qnc | 1 | Butterfly valve | 400 | pcs. шт. |  | затвор дисковый цкб к99195-500 маткорп=сталь углеродистая dn=500 p=0.6мпа рабср=вода морская tрабср=до 60°с спосприсоед=межфланцевый с ответными фланцами спосупр=встроенный электропривод прив=2-па-16 pприв=0.18квт 4 н iiб т 3 iii ту 3742-044-34390194-2004 | 2.исуп.10796292 | t3/iii | 1020591 | 40uqa-основная насосная станция /main pumping station | 2020-10-17 00:00:00 | 400 | 0 | 0 | 0 | 9(ож1)/iii |  | 110.7.155.9 | 1575 | 2.1806 | tu ту 3742-044-34390194-2004; r01.kk34.0.0.sr.tt.wd001; дтт | 1 |  | , Manual, Hydraulic, BS, self-operated, Pneumatic | yes |  | Acid, Acid, Acid, Aggressive water, Aggressive water, Aggressive water, Air, Air, Alkali, Alkali, Alkali, Alkali solution, Ammonia, Ammonia solution, Blowdown water, Boric acid solution, Boric acid solution, Boric acid solution, Boric acid solution, Boric acid solution, Boric acid solution, Boric acid solution, Boric concentrate, Boric concentrate, bottoms liquid, caustic soda, Chemical, Chilled water, Chilled water, coagulant, coagulant solution, Compressed air, Condensate, Condensate, Condensate, Condensate, Condensate, Condensate, Decontamination solution, Decontamination solution, Desalted water, Desalted water, Distillate, Distillate, Ethanolamine solution, Feed water, Feed water, Gas, Gas mixture, Gas mixture, Hydrazine hydrate, Hydrazine solution, Hydrogen, LCQ-2 filter regeneration solutions, Mains water, Mains water, Nitric acid, Nitric acid solution, Nitrogen, Nitrogen, oil, Overheated water, oxygen, phosphate solution, primary coolant, primary coolant, primary coolant, primary coolant, Pulp, radioactive gas, radioactive gas, radioactive gas, radioactive gas, radioactive liquid, reagents, reagents, Sea water, slime, slurry water, Sodium hydroxide, Steam, Steam, Steam, Steam-air mixture, Steam-water mixture, Steam-water mixture, Steam-water mixture, sulphuric acid, sulphuric acid, washing solution, washing solution, washing solution, washing solution, Zinc Compound Solution, Water, Water, Water, Water, Water, Water, Water, Water, Water, Water, Water, Water, Water, Water, Water, Water, Water, Water, Water, Water, Water, Water, Water, Water, drainage | [5 empty] | yes
112 | цкб к99195-500 dn 500.0 mm pd 0.6 mpa td 60 oc морская вода/see water dn 500.0 мм рр 0.6 мпа тр 60 ос | 40pcb23aa002 | SS+NP | , 4/ ii | вне оболочки; ;материал -10x17h13мзт (с протекторной защитой) ответн. флан.- угл.ст; l= 287 мм, h= 1030 мм; разделка кромок патрубков : тип разделки-1-24-1(с-24-1) др-516(+0,7) мм dn х s-530x8 мм; конструкция соосная; концевые и моментные выключатели э/п: u - от 24 до 48 в; i - от 1 до 400 ма; эмс по гост 32137-2013 - iii «а»; n 0,18 квт, t 75 с; стяжное (межфланцевое), между ответными фланцами под приварку к трубопроводу и крепежом, поставляемыми комплектно outside containment; ;material -10x17h13mзт (with cathodic protection) return flange- cs l= 287 mm, h= 1030 mm; nozzle edge preparation : type-1-24-1(s-24-1) др-516(+0,7) mm dn х s-530x8 mm; co-axial structure; limit and moment switch actuator: u - from 24 upto 48 v; i - from 1 upto 400 mа; emc as per gost 32137-2013 - iii «а»; n 0,18 kw, t 75 s; tightening connection (inter-flange), between counter-flanges for welding to pipeline and fastener supplied in completion with equipment | qnc | 1 | Butterfly valve | 400 | pcs. шт. |  | затвор дисковый цкб к99195-500 маткорп=сталь углеродистая dn=500 p=0.6мпа рабср=вода морская tрабср=до 60°с спосприсоед=межфланцевый с ответными фланцами спосупр=встроенный электропривод прив=2-па-16 pприв=0.18квт 4 н iiб т 3 iii ту 3742-044-34390194-2004 | 2.исуп.10796293 | t3/iii | 1020591 | 40uqa-основная насосная станция /main pumping station | 2020-10-17 00:00:00 | 400 | 0 | 0 | 0 | 9(ож1)/iii |  | 110.7.155.9 | 1576 | 2.1806 | tu ту 3742-044-34390194-2004; r01.kk34.0.0.sr.tt.wd001; дтт | 1 |  | , Manual, Hydraulic, BS, self-operated, Pneumatic | yes |  | Acid, Acid, Acid, Aggressive water, Aggressive water, Aggressive water, Air, Air, Alkali, Alkali, Alkali, Alkali solution, Ammonia, Ammonia solution, Blowdown water, Boric acid solution, Boric acid solution, Boric acid solution, Boric acid solution, Boric acid solution, Boric acid solution, Boric acid solution, Boric concentrate, Boric concentrate, bottoms liquid, caustic soda, Chemical, Chilled water, Chilled water, coagulant, coagulant solution, Compressed air, Condensate, Condensate, Condensate, Condensate, Condensate, Condensate, Decontamination solution, Decontamination solution, Desalted water, Desalted water, Distillate, Distillate, Ethanolamine solution, Feed water, Feed water, Gas, Gas mixture, Gas mixture, Hydrazine hydrate, Hydrazine solution, Hydrogen, LCQ-2 filter regeneration solutions, Mains water, Mains water, Nitric acid, Nitric acid solution, Nitrogen, Nitrogen, oil, Overheated water, oxygen, phosphate solution, primary coolant, primary coolant, primary coolant, primary coolant, Pulp, radioactive gas, radioactive gas, radioactive gas, radioactive gas, radioactive liquid, reagents, reagents, Sea water, slime, slurry water, Sodium hydroxide, Steam, Steam, Steam, Steam-air mixture, Steam-water mixture, Steam-water mixture, Steam-water mixture, sulphuric acid, sulphuric acid, washing solution, washing solution, washing solution, washing solution, Zinc Compound Solution, Water, Water, Water, Water, Water, Water, Water, Water, Water, Water, Water, Water, Water, Water, Water, Water, Water, Water, Water, Water, Water, Water, Water, Water, drainage | [5 empty] | yes
113 | цкб п99199-300 dn 300.0 mm pd 1.0 mpa td 60 oc морская вода/see water dn 300.0 мм рр 1.0 мпа тр 60 ос | 40pcb31aa001 | carbon steel with an insert. counter flange -carbon steel)CSер.SS с вкладышем | , 4/ ii | вне оболочки; tср 25 c, не более; углеродистая сталь с вкладышем ответн. флан.- угл.ст; конструкция соосная; l=206 мм, h = 640 мм; разделка кромок патрубков : тип разделки- 1-24-1(с-24-1) др-311(+0,52) мм dn х s-325x8 мм; стяжное (межфланцевое), между ответными фланцами под приварку к трубопроводу и крепежом, поставляемыми комплектно outside containment; time of actuation 25 c, not above; insert csreturn flange- cs co-axial structure; l=206 mm, h = 640 mm; nozzle edge preparation : type- 1-24-1(s-24-1) др-311(+0,52) mm dn х s-325x8 mm; tightening connection (inter-flange), between counter-flanges for welding to pipeline and fastener supplied in completion with equipment | qnc | 1 | Butterfly valve | 112 | pcs. шт. |  | затвор дисковый цкб п99199-300 маткорп=сталь углеродистая 20 dn=300 p=1мпа рабср=вода морская спосприсоед=межфланцевый спосупр=встроенный электропривод tрасч=60 °с 4 н ii ту 3741-056-34390194-2004 | 2.исуп.10796294 | t3/iii | 1016556 | 40uqa-основная насосная станция /main pumping station | 2020-10-17 00:00:00 | 112 | 0 | 0 | 0 | 9(ож1)/iii |  | 110.7.155.10 | 1577 | 2.1808 | tu ту 3741-056-34390194-2004; r01.kk34.0.0.sr.tt.wd001; дтт | 1 |  | , Manual, Hydraulic, BS, self-operated, Pneumatic | yes |  | Acid, Acid, Acid, Aggressive water, Aggressive water, Aggressive water, Air, Air, Alkali, Alkali, Alkali, Alkali solution, Ammonia, Ammonia solution, Blowdown water, Boric acid solution, Boric acid solution, Boric acid solution, Boric acid solution, Boric acid solution, Boric acid solution, Boric acid solution, Boric concentrate, Boric concentrate, bottoms liquid, caustic soda, Chemical, Chilled water, Chilled water, coagulant, coagulant solution, Compressed air, Condensate, Condensate, Condensate, Condensate, Condensate, Condensate, Decontamination solution, Decontamination solution, Desalted water, Desalted water, Distillate, Distillate, Ethanolamine solution, Feed water, Feed water, Gas, Gas mixture, Gas mixture, Hydrazine hydrate, Hydrazine solution, Hydrogen, LCQ-2 filter regeneration solutions, Mains water, Mains water, Nitric acid, Nitric acid solution, Nitrogen, Nitrogen, oil, Overheated water, oxygen, phosphate solution, primary coolant, primary coolant, primary coolant, primary coolant, Pulp, radioactive gas, radioactive gas, radioactive gas, radioactive gas, radioactive liquid, reagents, reagents, Sea water, slime, slurry water, Sodium hydroxide, Steam, Steam, Steam, Steam-air mixture, Steam-water mixture, Steam-water mixture, Steam-water mixture, sulphuric acid, sulphuric acid, washing solution, washing solution, washing solution, washing solution, Zinc Compound Solution, Water, Water, Water, Water, Water, Water, Water, Water, Water, Water, Water, Water, Water, Water, Water, Water, Water, Water, Water, Water, Water, Water, Water, Water, drainage | [5 empty] | yes
114 | цкб п99199-300 dn 300.0 mm pd 1.0 mpa td 60 oc морская вода/see water dn 300.0 мм рр 1.0 мпа тр 60 ос | 40pcb32aa001 | carbon steel with an insert. counter flange -carbon steel)CSер.SS с вкладышем | , 4/ ii | вне оболочки; tср 25 c, не более; углеродистая сталь с вкладышем ответн. флан.- угл.ст; конструкция соосная; l=206 мм, h = 640 мм; разделка кромок патрубков : тип разделки- 1-24-1(с-24-1) др-311(+0,52) мм dn х s-325x8 мм; стяжное (межфланцевое), между ответными фланцами под приварку к трубопроводу и крепежом, поставляемыми комплектно outside containment; time of actuation 25 c, not above; insert csreturn flange- cs co-axial structure; l=206 mm, h = 640 mm; nozzle edge preparation : type- 1-24-1(s-24-1) др-311(+0,52) mm dn х s-325x8 mm; tightening connection (inter-flange), between counter-flanges for welding to pipeline and fastener supplied in completion with equipment | qnc | 1 | Butterfly valve | 112 | pcs. шт. |  | затвор дисковый цкб п99199-300 маткорп=сталь углеродистая 20 dn=300 p=1мпа рабср=вода морская спосприсоед=межфланцевый спосупр=встроенный электропривод tрасч=60 °с 4 н ii ту 3741-056-34390194-2004 | 2.исуп.10796295 | t3/iii | 1016556 | 40uqa-основная насосная станция /main pumping station | 2020-10-17 00:00:00 | 112 | 0 | 0 | 0 | 9(ож1)/iii |  | 110.7.155.10 | 1578 | 2.1808 | tu ту 3741-056-34390194-2004; r01.kk34.0.0.sr.tt.wd001; дтт | 1 |  | , Manual, Hydraulic, BS, self-operated, Pneumatic | yes |  | Acid, Acid, Acid, Aggressive water, Aggressive water, Aggressive water, Air, Air, Alkali, Alkali, Alkali, Alkali solution, Ammonia, Ammonia solution, Blowdown water, Boric acid solution, Boric acid solution, Boric acid solution, Boric acid solution, Boric acid solution, Boric acid solution, Boric acid solution, Boric concentrate, Boric concentrate, bottoms liquid, caustic soda, Chemical, Chilled water, Chilled water, coagulant, coagulant solution, Compressed air, Condensate, Condensate, Condensate, Condensate, Condensate, Condensate, Decontamination solution, Decontamination solution, Desalted water, Desalted water, Distillate, Distillate, Ethanolamine solution, Feed water, Feed water, Gas, Gas mixture, Gas mixture, Hydrazine hydrate, Hydrazine solution, Hydrogen, LCQ-2 filter regeneration solutions, Mains water, Mains water, Nitric acid, Nitric acid solution, Nitrogen, Nitrogen, oil, Overheated water, oxygen, phosphate solution, primary coolant, primary coolant, primary coolant, primary coolant, Pulp, radioactive gas, radioactive gas, radioactive gas, radioactive gas, radioactive liquid, reagents, reagents, Sea water, slime, slurry water, Sodium hydroxide, Steam, Steam, Steam, Steam-air mixture, Steam-water mixture, Steam-water mixture, Steam-water mixture, sulphuric acid, sulphuric acid, washing solution, washing solution, washing solution, washing solution, Zinc Compound Solution, Water, Water, Water, Water, Water, Water, Water, Water, Water, Water, Water, Water, Water, Water, Water, Water, Water, Water, Water, Water, Water, Water, Water, Water, drainage | [5 empty] | yes
115 | цкб п99199-300 dn 300.0 mm pd 1.0 mpa td 60 oc морская вода/see water dn 300.0 мм рр 1.0 мпа тр 60 ос | 40pcb33aa001 | carbon steel with an insert. counter flange -carbon steel)CSер.SS с вкладышем | , 4/ ii | вне оболочки; tср 25 c, не более; углеродистая сталь с вкладышем ответн. флан.- угл.ст; конструкция соосная; l=206 мм, h = 640 мм; разделка кромок патрубков : тип разделки- 1-24-1(с-24-1) др-311(+0,52) мм dn х s-325x8 мм; стяжное (межфланцевое), между ответными фланцами под приварку к трубопроводу и крепежом, поставляемыми комплектно outside containment; time of actuation 25 c, not above; insert csreturn flange- cs co-axial structure; l=206 mm, h = 640 mm; nozzle edge preparation : type- 1-24-1(s-24-1) др-311(+0,52) mm dn х s-325x8 mm; tightening connection (inter-flange), between counter-flanges for welding to pipeline and fastener supplied in completion with equipment | qnc | 1 | Butterfly valve | 112 | pcs. шт. |  | затвор дисковый цкб п99199-300 маткорп=сталь углеродистая 20 dn=300 p=1мпа рабср=вода морская спосприсоед=межфланцевый спосупр=встроенный электропривод tрасч=60 °с 4 н ii ту 3741-056-34390194-2004 | 2.исуп.10796296 | t3/iii | 1016556 | 40uqa-основная насосная станция /main pumping station | 2020-10-17 00:00:00 | 112 | 0 | 0 | 0 | 9(ож1)/iii |  | 110.7.155.10 | 1579 | 2.1808 | tu ту 3741-056-34390194-2004; r01.kk34.0.0.sr.tt.wd001; дтт | 1 |  | , Manual, Hydraulic, BS, self-operated, Pneumatic | yes |  | Acid, Acid, Acid, Aggressive water, Aggressive water, Aggressive water, Air, Air, Alkali, Alkali, Alkali, Alkali solution, Ammonia, Ammonia solution, Blowdown water, Boric acid solution, Boric acid solution, Boric acid solution, Boric acid solution, Boric acid solution, Boric acid solution, Boric acid solution, Boric concentrate, Boric concentrate, bottoms liquid, caustic soda, Chemical, Chilled water, Chilled water, coagulant, coagulant solution, Compressed air, Condensate, Condensate, Condensate, Condensate, Condensate, Condensate, Decontamination solution, Decontamination solution, Desalted water, Desalted water, Distillate, Distillate, Ethanolamine solution, Feed water, Feed water, Gas, Gas mixture, Gas mixture, Hydrazine hydrate, Hydrazine solution, Hydrogen, LCQ-2 filter regeneration solutions, Mains water, Mains water, Nitric acid, Nitric acid solution, Nitrogen, Nitrogen, oil, Overheated water, oxygen, phosphate solution, primary coolant, primary coolant, primary coolant, primary coolant, Pulp, radioactive gas, radioactive gas, radioactive gas, radioactive gas, radioactive liquid, reagents, reagents, Sea water, slime, slurry water, Sodium hydroxide, Steam, Steam, Steam, Steam-air mixture, Steam-water mixture, Steam-water mixture, Steam-water mixture, sulphuric acid, sulphuric acid, washing solution, washing solution, washing solution, washing solution, Zinc Compound Solution, Water, Water, Water, Water, Water, Water, Water, Water, Water, Water, Water, Water, Water, Water, Water, Water, Water, Water, Water, Water, Water, Water, Water, Water, drainage | [5 empty] | yes
116 | цкб п99199-300 dn 300.0 mm pd 1.0 mpa td 60 oc морская вода/see water dn 300.0 мм рр 1.0 мпа тр 60 ос | 40pcb31aa002 | carbon steel with an insert. counter flange -carbon steel)CSер.SS с вкладышем | , 4/ ii | вне оболочки; tср 25 c, не более; углеродистая сталь с вкладышем ответн. флан.- угл.ст; конструкция соосная; l=206 мм, h = 640 мм; разделка кромок патрубков : тип разделки- 1-24-1(с-24-1) др-311(+0,52) мм dn х s-325x8 мм; стяжное (межфланцевое), между ответными фланцами под приварку к трубопроводу и крепежом, поставляемыми комплектно outside containment; time of actuation 25 c, not above; insert csreturn flange- cs co-axial structure; l=206 mm, h = 640 mm; nozzle edge preparation : type- 1-24-1(s-24-1) др-311(+0,52) mm dn х s-325x8 mm; tightening connection (inter-flange), between counter-flanges for welding to pipeline and fastener supplied in completion with equipment | qnc | 1 | Butterfly valve | 112 | pcs. шт. |  | затвор дисковый цкб п99199-300 маткорп=сталь углеродистая 20 dn=300 p=1мпа рабср=вода морская спосприсоед=межфланцевый спосупр=встроенный электропривод tрасч=60 °с 4 н ii ту 3741-056-34390194-2004 | 2.исуп.10796297 | t3/iii | 1016556 | 40uqa-основная насосная станция /main pumping station | 2020-10-17 00:00:00 | 112 | 0 | 0 | 0 | 9(ож1)/iii |  | 110.7.155.10 | 1580 | 2.1808 | tu ту 3741-056-34390194-2004; r01.kk34.0.0.sr.tt.wd001; дтт | 1 |  | , Manual, Hydraulic, BS, self-operated, Pneumatic | yes |  | Acid, Acid, Acid, Aggressive water, Aggressive water, Aggressive water, Air, Air, Alkali, Alkali, Alkali, Alkali solution, Ammonia, Ammonia solution, Blowdown water, Boric acid solution, Boric acid solution, Boric acid solution, Boric acid solution, Boric acid solution, Boric acid solution, Boric acid solution, Boric concentrate, Boric concentrate, bottoms liquid, caustic soda, Chemical, Chilled water, Chilled water, coagulant, coagulant solution, Compressed air, Condensate, Condensate, Condensate, Condensate, Condensate, Condensate, Decontamination solution, Decontamination solution, Desalted water, Desalted water, Distillate, Distillate, Ethanolamine solution, Feed water, Feed water, Gas, Gas mixture, Gas mixture, Hydrazine hydrate, Hydrazine solution, Hydrogen, LCQ-2 filter regeneration solutions, Mains water, Mains water, Nitric acid, Nitric acid solution, Nitrogen, Nitrogen, oil, Overheated water, oxygen, phosphate solution, primary coolant, primary coolant, primary coolant, primary coolant, Pulp, radioactive gas, radioactive gas, radioactive gas, radioactive gas, radioactive liquid, reagents, reagents, Sea water, slime, slurry water, Sodium hydroxide, Steam, Steam, Steam, Steam-air mixture, Steam-water mixture, Steam-water mixture, Steam-water mixture, sulphuric acid, sulphuric acid, washing solution, washing solution, washing solution, washing solution, Zinc Compound Solution, Water, Water, Water, Water, Water, Water, Water, Water, Water, Water, Water, Water, Water, Water, Water, Water, Water, Water, Water, Water, Water, Water, Water, Water, drainage | [5 empty] | yes
117 | цкб п99199-300 dn 300.0 mm pd 1.0 mpa td 60 oc морская вода/see water dn 300.0 мм рр 1.0 мпа тр 60 ос | 40pcb32aa002 | carbon steel with an insert. counter flange -carbon steel)CSер.SS с вкладышем | , 4/ ii | вне оболочки; tср 25 c, не более; углеродистая сталь с вкладышем ответн. флан.- угл.ст; конструкция соосная; l=206 мм, h = 640 мм; разделка кромок патрубков : тип разделки- 1-24-1(с-24-1) др-311(+0,52) мм dn х s-325x8 мм; стяжное (межфланцевое), между ответными фланцами под приварку к трубопроводу и крепежом, поставляемыми комплектно outside containment; time of actuation 25 c, not above; insert csreturn flange- cs co-axial structure; l=206 mm, h = 640 mm; nozzle edge preparation : type- 1-24-1(s-24-1) др-311(+0,52) mm dn х s-325x8 mm; tightening connection (inter-flange), between counter-flanges for welding to pipeline and fastener supplied in completion with equipment | qnc | 1 | Butterfly valve | 112 | pcs. шт. |  | затвор дисковый цкб п99199-300 маткорп=сталь углеродистая 20 dn=300 p=1мпа рабср=вода морская спосприсоед=межфланцевый спосупр=встроенный электропривод tрасч=60 °с 4 н ii ту 3741-056-34390194-2004 | 2.исуп.10796298 | t3/iii | 1016556 | 40uqa-основная насосная станция /main pumping station | 2020-10-17 00:00:00 | 112 | 0 | 0 | 0 | 9(ож1)/iii |  | 110.7.155.10 | 1581 | 2.1808 | tu ту 3741-056-34390194-2004; r01.kk34.0.0.sr.tt.wd001; дтт | 1 |  | , Manual, Hydraulic, BS, self-operated, Pneumatic | yes |  | Acid, Acid, Acid, Aggressive water, Aggressive water, Aggressive water, Air, Air, Alkali, Alkali, Alkali, Alkali solution, Ammonia, Ammonia solution, Blowdown water, Boric acid solution, Boric acid solution, Boric acid solution, Boric acid solution, Boric acid solution, Boric acid solution, Boric acid solution, Boric concentrate, Boric concentrate, bottoms liquid, caustic soda, Chemical, Chilled water, Chilled water, coagulant, coagulant solution, Compressed air, Condensate, Condensate, Condensate, Condensate, Condensate, Condensate, Decontamination solution, Decontamination solution, Desalted water, Desalted water, Distillate, Distillate, Ethanolamine solution, Feed water, Feed water, Gas, Gas mixture, Gas mixture, Hydrazine hydrate, Hydrazine solution, Hydrogen, LCQ-2 filter regeneration solutions, Mains water, Mains water, Nitric acid, Nitric acid solution, Nitrogen, Nitrogen, oil, Overheated water, oxygen, phosphate solution, primary coolant, primary coolant, primary coolant, primary coolant, Pulp, radioactive gas, radioactive gas, radioactive gas, radioactive gas, radioactive liquid, reagents, reagents, Sea water, slime, slurry water, Sodium hydroxide, Steam, Steam, Steam, Steam-air mixture, Steam-water mixture, Steam-water mixture, Steam-water mixture, sulphuric acid, sulphuric acid, washing solution, washing solution, washing solution, washing solution, Zinc Compound Solution, Water, Water, Water, Water, Water, Water, Water, Water, Water, Water, Water, Water, Water, Water, Water, Water, Water, Water, Water, Water, Water, Water, Water, Water, drainage | [5 empty] | yes
118 | цкб п99199-300 dn 300.0 mm pd 1.0 mpa td 60 oc морская вода/see water dn 300.0 мм рр 1.0 мпа тр 60 ос | 40pcb33aa002 | carbon steel with an insert. counter flange -carbon steel)CSер.SS с вкладышем | , 4/ ii | вне оболочки; tср 25 c, не более; углеродистая сталь с вкладышем ответн. флан.- угл.ст; конструкция соосная; l=206 мм, h = 640 мм; разделка кромок патрубков : тип разделки- 1-24-1(с-24-1) др-311(+0,52) мм dn х s-325x8 мм; стяжное (межфланцевое), между ответными фланцами под приварку к трубопроводу и крепежом, поставляемыми комплектно outside containment; time of actuation 25 c, not above; insert csreturn flange- cs co-axial structure; l=206 mm, h = 640 mm; nozzle edge preparation : type- 1-24-1(s-24-1) др-311(+0,52) mm dn х s-325x8 mm; tightening connection (inter-flange), between counter-flanges for welding to pipeline and fastener supplied in completion with equipment | qnc | 1 | Butterfly valve | 112 | pcs. шт. |  | затвор дисковый цкб п99199-300 маткорп=сталь углеродистая 20 dn=300 p=1мпа рабср=вода морская спосприсоед=межфланцевый спосупр=встроенный электропривод tрасч=60 °с 4 н ii ту 3741-056-34390194-2004 | 2.исуп.10796299 | t3/iii | 1016556 | 40uqa-основная насосная станция /main pumping station | 2020-10-17 00:00:00 | 112 | 0 | 0 | 0 | 9(ож1)/iii |  | 110.7.155.10 | 1582 | 2.1808 | tu ту 3741-056-34390194-2004; r01.kk34.0.0.sr.tt.wd001; дтт | 1 |  | , Manual, Hydraulic, BS, self-operated, Pneumatic | yes |  | Acid, Acid, Acid, Aggressive water, Aggressive water, Aggressive water, Air, Air, Alkali, Alkali, Alkali, Alkali solution, Ammonia, Ammonia solution, Blowdown water, Boric acid solution, Boric acid solution, Boric acid solution, Boric acid solution, Boric acid solution, Boric acid solution, Boric acid solution, Boric concentrate, Boric concentrate, bottoms liquid, caustic soda, Chemical, Chilled water, Chilled water, coagulant, coagulant solution, Compressed air, Condensate, Condensate, Condensate, Condensate, Condensate, Condensate, Decontamination solution, Decontamination solution, Desalted water, Desalted water, Distillate, Distillate, Ethanolamine solution, Feed water, Feed water, Gas, Gas mixture, Gas mixture, Hydrazine hydrate, Hydrazine solution, Hydrogen, LCQ-2 filter regeneration solutions, Mains water, Mains water, Nitric acid, Nitric acid solution, Nitrogen, Nitrogen, oil, Overheated water, oxygen, phosphate solution, primary coolant, primary coolant, primary coolant, primary coolant, Pulp, radioactive gas, radioactive gas, radioactive gas, radioactive gas, radioactive liquid, reagents, reagents, Sea water, slime, slurry water, Sodium hydroxide, Steam, Steam, Steam, Steam-air mixture, Steam-water mixture, Steam-water mixture, Steam-water mixture, sulphuric acid, sulphuric acid, washing solution, washing solution, washing solution, washing solution, Zinc Compound Solution, Water, Water, Water, Water, Water, Water, Water, Water, Water, Water, Water, Water, Water, Water, Water, Water, Water, Water, Water, Water, Water, Water, Water, Water, drainage | [5 empty] | yes
119 | цкб п99199-300-01 dn 300.0 mm pd 1.0 mpa td 60 oc морская вода/see water dn 300.0 мм рр 1.0 мпа тр 60 ос | 40pcb21aa101 | carbon steel with an insert. counter flange -carbon steelCSер.SS с вкладышем | , 4/ ii | вне оболочки; конструкция соосная; l= 206 h=773 мм; разделка кромок патрубков : тип разделки-1-24-1(с-24-1) др-311(+0,52) мм dn х s-325x8 мм; углер сталь с вкладышем ответн. флан.- угл.ст; стяжное (межфланцевое), между ответными фланцами под приварку к трубопроводу и крепежом, поставляемыми комплектно outside containment; co-axial structure; l= 206 h=773 mm; nozzle edge preparation : type-1-24-1(s-24-1) др-311(+0,52) mm dn х s-325x8 mm; insert cs return flange- cs. tightening connection (inter-flange), between counter-flanges for welding to pipeline and fastener supplied in completion with equipment | qnc | 1 | Butterfly valve | 98 | pcs. шт. |  | затвор дисковый цкб п99199-300-01 маткорп=сталь углеродистая 20 dn=300 p=1мпа рабср=вода морская tрабср=0...60 °с спосприсоед=межфланцевый спосупр=привод ручной 4 н ii ту 3741-056-34390194-2004 | 2.исуп.10796302 | t3/iii | 1015372 | 40uqa-основная насосная станция /main pumping station | 2020-10-17 00:00:00 | 98 | 0 | 0 | 0 | 9(ож1)/iii |  | 110.7.1202 | 1583 | 2.1970 | tu ту 3741-056-34390194-2004; r01.kk34.0.0.sr.tt.wd001; дтт | 1 |  | , Manual, Hydraulic, BS, self-operated, Pneumatic | yes |  | Acid, Acid, Acid, Aggressive water, Aggressive water, Aggressive water, Air, Air, Alkali, Alkali, Alkali, Alkali solution, Ammonia, Ammonia solution, Blowdown water, Boric acid solution, Boric acid solution, Boric acid solution, Boric acid solution, Boric acid solution, Boric acid solution, Boric acid solution, Boric concentrate, Boric concentrate, bottoms liquid, caustic soda, Chemical, Chilled water, Chilled water, coagulant, coagulant solution, Compressed air, Condensate, Condensate, Condensate, Condensate, Condensate, Condensate, Decontamination solution, Decontamination solution, Desalted water, Desalted water, Distillate, Distillate, Ethanolamine solution, Feed water, Feed water, Gas, Gas mixture, Gas mixture, Hydrazine hydrate, Hydrazine solution, Hydrogen, LCQ-2 filter regeneration solutions, Mains water, Mains water, Nitric acid, Nitric acid solution, Nitrogen, Nitrogen, oil, Overheated water, oxygen, phosphate solution, primary coolant, primary coolant, primary coolant, primary coolant, Pulp, radioactive gas, radioactive gas, radioactive gas, radioactive gas, radioactive liquid, reagents, reagents, Sea water, slime, slurry water, Sodium hydroxide, Steam, Steam, Steam, Steam-air mixture, Steam-water mixture, Steam-water mixture, Steam-water mixture, sulphuric acid, sulphuric acid, washing solution, washing solution, washing solution, washing solution, Zinc Compound Solution, Water, Water, Water, Water, Water, Water, Water, Water, Water, Water, Water, Water, Water, Water, Water, Water, Water, Water, Water, Water, Water, Water, Water, Water, drainage | [5 empty] | yes
120 | цкб к99195-500 dn 500.0 mm pd 0.6 mpa td 60 oc морская вода/see water dn 500.0 мм рр 0.6 мпа тр 60 ос | 40pcb21aa001 | SS+NP | , 4/ ii | вне оболочки; ;материал -10x17h13мзт (с протекторной защитой) ответн. флан.- угл.ст; l= 287 мм, h=1030 мм; разделка кромок патрубков : тип разделки-1-24-1(с-24-1) др-516(+0,7) мм dn х s-530x8 мм; конструкция соосная; tср 75 с, не более; стяжное (межфланцевое), между ответными фланцами под приварку к трубопроводу и крепежом, поставляемыми комплектно outside containment; ;material -10x17h13mзт (with cathodic protection) return flange- cs l= 287 mm, h=1030 mm; nozzle edge preparation : type-1-24-1(s-24-1) др-516(+0,7) mm dn х s-530x8 mm; co-axial structure; time of actuation 75 s, not above;tightening connection (inter-flange), between counter-flanges for welding to pipeline and fastener supplied in completion with equipment | qnc | 1 | Butterfly valve | 400 | pcs. шт. |  | затвор дисковый цкб к99195-500 маткорп=сталь углеродистая dn=500 p=0.6мпа рабср=вода морская tрабср=до 60°с спосприсоед=межфланцевый с ответными фланцами спосупр=встроенный электропривод прив=2-па-16 pприв=0.18квт 4 н iiб т 3 iii ту 3742-044-34390194-2004 | 2.исуп.10796303 | t3/iii | 1020591 | 40uqa-основная насосная станция /main pumping station | 2020-10-17 00:00:00 | 400 | 0 | 0 | 0 | 9(ож1)/iii |  | 110.7.155.8 | 1584 | 2.1804 | tu ту 3742-044-34390194-2004; r01.kk34.0.0.sr.tt.wd001; дтт | 1 |  | , Manual, Hydraulic, BS, self-operated, Pneumatic | yes |  | Acid, Acid, Acid, Aggressive water, Aggressive water, Aggressive water, Air, Air, Alkali, Alkali, Alkali, Alkali solution, Ammonia, Ammonia solution, Blowdown water, Boric acid solution, Boric acid solution, Boric acid solution, Boric acid solution, Boric acid solution, Boric acid solution, Boric acid solution, Boric concentrate, Boric concentrate, bottoms liquid, caustic soda, Chemical, Chilled water, Chilled water, coagulant, coagulant solution, Compressed air, Condensate, Condensate, Condensate, Condensate, Condensate, Condensate, Decontamination solution, Decontamination solution, Desalted water, Desalted water, Distillate, Distillate, Ethanolamine solution, Feed water, Feed water, Gas, Gas mixture, Gas mixture, Hydrazine hydrate, Hydrazine solution, Hydrogen, LCQ-2 filter regeneration solutions, Mains water, Mains water, Nitric acid, Nitric acid solution, Nitrogen, Nitrogen, oil, Overheated water, oxygen, phosphate solution, primary coolant, primary coolant, primary coolant, primary coolant, Pulp, radioactive gas, radioactive gas, radioactive gas, radioactive gas, radioactive liquid, reagents, reagents, Sea water, slime, slurry water, Sodium hydroxide, Steam, Steam, Steam, Steam-air mixture, Steam-water mixture, Steam-water mixture, Steam-water mixture, sulphuric acid, sulphuric acid, washing solution, washing solution, washing solution, washing solution, Zinc Compound Solution, Water, Water, Water, Water, Water, Water, Water, Water, Water, Water, Water, Water, Water, Water, Water, Water, Water, Water, Water, Water, Water, Water, Water, Water, drainage | [5 empty] | yes
121 | цкб п99199-300-01 dn 300.0 mm pd 1.0 mpa td 60 oc морская вода/see water dn 300.0 мм рр 1.0 мпа тр 60 ос | 40pcb21aa102 | carbon steel with an insert. counter flange -carbon steelCSер.SS с вкладышем | , 4/ ii | вне оболочки; конструкция соосная; l= 206 h=773 мм; разделка кромок патрубков : тип разделки-1-24-1(с-24-1) др-311(+0,52) мм dn х s-325x8 мм; углер сталь с вкладышем ответн. флан.- угл.ст; стяжное (межфланцевое), между ответными фланцами под приварку к трубопроводу и крепежом, поставляемыми комплектно outside containment; co-axial structure; l= 206 h=773 mm; nozzle edge preparation : type-1-24-1(s-24-1) др-311(+0,52) mm dn х s-325x8 mm; insert cs return flange- cs. tightening connection (inter-flange), between counter-flanges for welding to pipeline and fastener supplied in completion with equipment | qnc | 1 | Butterfly valve | 98 | pcs. шт. |  | затвор дисковый цкб п99199-300-01 маткорп=сталь углеродистая 20 dn=300 p=1мпа рабср=вода морская tрабср=0...60 °с спосприсоед=межфланцевый спосупр=привод ручной 4 н ii ту 3741-056-34390194-2004 | 2.исуп.10796311 | t3/iii | 1015372 | 40uqa-основная насосная станция /main pumping station | 2020-10-17 00:00:00 | 98 | 0 | 0 | 0 | 9(ож1)/iii |  | 110.7.1202 | 1585 | 2.1970 | tu ту 3741-056-34390194-2004; r01.kk34.0.0.sr.tt.wd001; дтт | 1 |  | , Manual, Hydraulic, BS, self-operated, Pneumatic | yes |  | Acid, Acid, Acid, Aggressive water, Aggressive water, Aggressive water, Air, Air, Alkali, Alkali, Alkali, Alkali solution, Ammonia, Ammonia solution, Blowdown water, Boric acid solution, Boric acid solution, Boric acid solution, Boric acid solution, Boric acid solution, Boric acid solution, Boric acid solution, Boric concentrate, Boric concentrate, bottoms liquid, caustic soda, Chemical, Chilled water, Chilled water, coagulant, coagulant solution, Compressed air, Condensate, Condensate, Condensate, Condensate, Condensate, Condensate, Decontamination solution, Decontamination solution, Desalted water, Desalted water, Distillate, Distillate, Ethanolamine solution, Feed water, Feed water, Gas, Gas mixture, Gas mixture, Hydrazine hydrate, Hydrazine solution, Hydrogen, LCQ-2 filter regeneration solutions, Mains water, Mains water, Nitric acid, Nitric acid solution, Nitrogen, Nitrogen, oil, Overheated water, oxygen, phosphate solution, primary coolant, primary coolant, primary coolant, primary coolant, Pulp, radioactive gas, radioactive gas, radioactive gas, radioactive gas, radioactive liquid, reagents, reagents, Sea water, slime, slurry water, Sodium hydroxide, Steam, Steam, Steam, Steam-air mixture, Steam-water mixture, Steam-water mixture, Steam-water mixture, sulphuric acid, sulphuric acid, washing solution, washing solution, washing solution, washing solution, Zinc Compound Solution, Water, Water, Water, Water, Water, Water, Water, Water, Water, Water, Water, Water, Water, Water, Water, Water, Water, Water, Water, Water, Water, Water, Water, Water, drainage | [5 empty] | yes
122 | цкб п99199-300-01 dn 300.0 mm pd 1.0 mpa td 60 oc морская вода/see water dn 300.0 мм рр 1.0 мпа тр 60 ос | 40pcb21aa103 | carbon steel with an insert. counter flange -carbon steelCSер.SS с вкладышем | , 4/ ii | вне оболочки; конструкция соосная; l= 206 h=773 мм; разделка кромок патрубков : тип разделки-1-24-1(с-24-1) др-311(+0,52) мм dn х s-325x8 мм; углер сталь с вкладышем ответн. флан.- угл.ст; стяжное (межфланцевое), между ответными фланцами под приварку к трубопроводу и крепежом, поставляемыми комплектно outside containment; co-axial structure; l= 206 h=773 mm; nozzle edge preparation : type-1-24-1(s-24-1) др-311(+0,52) mm dn х s-325x8 mm; insert cs return flange- cs. tightening connection (inter-flange), between counter-flanges for welding to pipeline and fastener supplied in completion with equipment | qnc | 1 | Butterfly valve | 98 | pcs. шт. |  | затвор дисковый цкб п99199-300-01 маткорп=сталь углеродистая 20 dn=300 p=1мпа рабср=вода морская tрабср=0...60 °с спосприсоед=межфланцевый спосупр=привод ручной 4 н ii ту 3741-056-34390194-2004 | 2.исуп.10796312 | t3/iii | 1015372 | 40uqa-основная насосная станция /main pumping station | 2020-10-17 00:00:00 | 98 | 0 | 0 | 0 | 9(ож1)/iii |  | 110.7.1202 | 1586 | 2.1970 | tu ту 3741-056-34390194-2004; r01.kk34.0.0.sr.tt.wd001; дтт | 1 |  | , Manual, Hydraulic, BS, self-operated, Pneumatic | yes |  | Acid, Acid, Acid, Aggressive water, Aggressive water, Aggressive water, Air, Air, Alkali, Alkali, Alkali, Alkali solution, Ammonia, Ammonia solution, Blowdown water, Boric acid solution, Boric acid solution, Boric acid solution, Boric acid solution, Boric acid solution, Boric acid solution, Boric acid solution, Boric concentrate, Boric concentrate, bottoms liquid, caustic soda, Chemical, Chilled water, Chilled water, coagulant, coagulant solution, Compressed air, Condensate, Condensate, Condensate, Condensate, Condensate, Condensate, Decontamination solution, Decontamination solution, Desalted water, Desalted water, Distillate, Distillate, Ethanolamine solution, Feed water, Feed water, Gas, Gas mixture, Gas mixture, Hydrazine hydrate, Hydrazine solution, Hydrogen, LCQ-2 filter regeneration solutions, Mains water, Mains water, Nitric acid, Nitric acid solution, Nitrogen, Nitrogen, oil, Overheated water, oxygen, phosphate solution, primary coolant, primary coolant, primary coolant, primary coolant, Pulp, radioactive gas, radioactive gas, radioactive gas, radioactive gas, radioactive liquid, reagents, reagents, Sea water, slime, slurry water, Sodium hydroxide, Steam, Steam, Steam, Steam-air mixture, Steam-water mixture, Steam-water mixture, Steam-water mixture, sulphuric acid, sulphuric acid, washing solution, washing solution, washing solution, washing solution, Zinc Compound Solution, Water, Water, Water, Water, Water, Water, Water, Water, Water, Water, Water, Water, Water, Water, Water, Water, Water, Water, Water, Water, Water, Water, Water, Water, drainage | [5 empty] | yes
123 | цкб п99199-300-01 dn 300.0 mm pd 1.0 mpa td 60 oc морская вода/see water dn 300.0 мм рр 1.0 мпа тр 60 ос | 40pcb21aa104 | carbon steel with an insert. counter flange -carbon steelCSер.SS с вкладышем | , 4/ ii | вне оболочки; конструкция соосная; l= 206 h=773 мм; разделка кромок патрубков : тип разделки-1-24-1(с-24-1) др-311(+0,52) мм dn х s-325x8 мм; углер сталь с вкладышем ответн. флан.- угл.ст; стяжное (межфланцевое), между ответными фланцами под приварку к трубопроводу и крепежом, поставляемыми комплектно outside containment; co-axial structure; l= 206 h=773 mm; nozzle edge preparation : type-1-24-1(s-24-1) др-311(+0,52) mm dn х s-325x8 mm; insert cs return flange- cs. tightening connection (inter-flange), between counter-flanges for welding to pipeline and fastener supplied in completion with equipment | qnc | 1 | Butterfly valve | 98 | pcs. шт. |  | затвор дисковый цкб п99199-300-01 маткорп=сталь углеродистая 20 dn=300 p=1мпа рабср=вода морская tрабср=0...60 °с спосприсоед=межфланцевый спосупр=привод ручной 4 н ii ту 3741-056-34390194-2004 | 2.исуп.10796313 | t3/iii | 1015372 | 40uqa-основная насосная станция /main pumping station | 2020-10-17 00:00:00 | 98 | 0 | 0 | 0 | 9(ож1)/iii |  | 110.7.1202 | 1587 | 2.1970 | tu ту 3741-056-34390194-2004; r01.kk34.0.0.sr.tt.wd001; дтт | 1 |  | , Manual, Hydraulic, BS, self-operated, Pneumatic | yes |  | Acid, Acid, Acid, Aggressive water, Aggressive water, Aggressive water, Air, Air, Alkali, Alkali, Alkali, Alkali solution, Ammonia, Ammonia solution, Blowdown water, Boric acid solution, Boric acid solution, Boric acid solution, Boric acid solution, Boric acid solution, Boric acid solution, Boric acid solution, Boric concentrate, Boric concentrate, bottoms liquid, caustic soda, Chemical, Chilled water, Chilled water, coagulant, coagulant solution, Compressed air, Condensate, Condensate, Condensate, Condensate, Condensate, Condensate, Decontamination solution, Decontamination solution, Desalted water, Desalted water, Distillate, Distillate, Ethanolamine solution, Feed water, Feed water, Gas, Gas mixture, Gas mixture, Hydrazine hydrate, Hydrazine solution, Hydrogen, LCQ-2 filter regeneration solutions, Mains water, Mains water, Nitric acid, Nitric acid solution, Nitrogen, Nitrogen, oil, Overheated water, oxygen, phosphate solution, primary coolant, primary coolant, primary coolant, primary coolant, Pulp, radioactive gas, radioactive gas, radioactive gas, radioactive gas, radioactive liquid, reagents, reagents, Sea water, slime, slurry water, Sodium hydroxide, Steam, Steam, Steam, Steam-air mixture, Steam-water mixture, Steam-water mixture, Steam-water mixture, sulphuric acid, sulphuric acid, washing solution, washing solution, washing solution, washing solution, Zinc Compound Solution, Water, Water, Water, Water, Water, Water, Water, Water, Water, Water, Water, Water, Water, Water, Water, Water, Water, Water, Water, Water, Water, Water, Water, Water, drainage | [5 empty] | yes
124 | цкб п99199-300-01 dn 300.0 mm pd 1.0 mpa td 60 oc морская вода/see water dn 300.0 мм рр 1.0 мпа тр 60 ос | 40pcb22aa101 | carbon steel with an insert. counter flange -carbon steelCSер.SS с вкладышем | , 4/ ii | вне оболочки; конструкция соосная; l= 206 h=773 мм; разделка кромок патрубков : тип разделки-1-24-1(с-24-1) др-311(+0,52) мм dn х s-325x8 мм; углер сталь с вкладышем ответн. флан.- угл.ст; стяжное (межфланцевое), между ответными фланцами под приварку к трубопроводу и крепежом, поставляемыми комплектно outside containment; co-axial structure; l= 206 h=773 mm; nozzle edge preparation : type-1-24-1(s-24-1) др-311(+0,52) mm dn х s-325x8 mm; insert cs return flange- cs. tightening connection (inter-flange), between counter-flanges for welding to pipeline and fastener supplied in completion with equipment | qnc | 1 | Butterfly valve | 98 | pcs. шт. |  | затвор дисковый цкб п99199-300-01 маткорп=сталь углеродистая 20 dn=300 p=1мпа рабср=вода морская tрабср=0...60 °с спосприсоед=межфланцевый спосупр=привод ручной 4 н ii ту 3741-056-34390194-2004 | 2.исуп.10796314 | t3/iii | 1015372 | 40uqa-основная насосная станция /main pumping station | 2020-10-17 00:00:00 | 98 | 0 | 0 | 0 | 9(ож1)/iii |  | 110.7.1202 | 1588 | 2.1970 | tu ту 3741-056-34390194-2004; r01.kk34.0.0.sr.tt.wd001; дтт | 1 |  | , Manual, Hydraulic, BS, self-operated, Pneumatic | yes |  | Acid, Acid, Acid, Aggressive water, Aggressive water, Aggressive water, Air, Air, Alkali, Alkali, Alkali, Alkali solution, Ammonia, Ammonia solution, Blowdown water, Boric acid solution, Boric acid solution, Boric acid solution, Boric acid solution, Boric acid solution, Boric acid solution, Boric acid solution, Boric concentrate, Boric concentrate, bottoms liquid, caustic soda, Chemical, Chilled water, Chilled water, coagulant, coagulant solution, Compressed air, Condensate, Condensate, Condensate, Condensate, Condensate, Condensate, Decontamination solution, Decontamination solution, Desalted water, Desalted water, Distillate, Distillate, Ethanolamine solution, Feed water, Feed water, Gas, Gas mixture, Gas mixture, Hydrazine hydrate, Hydrazine solution, Hydrogen, LCQ-2 filter regeneration solutions, Mains water, Mains water, Nitric acid, Nitric acid solution, Nitrogen, Nitrogen, oil, Overheated water, oxygen, phosphate solution, primary coolant, primary coolant, primary coolant, primary coolant, Pulp, radioactive gas, radioactive gas, radioactive gas, radioactive gas, radioactive liquid, reagents, reagents, Sea water, slime, slurry water, Sodium hydroxide, Steam, Steam, Steam, Steam-air mixture, Steam-water mixture, Steam-water mixture, Steam-water mixture, sulphuric acid, sulphuric acid, washing solution, washing solution, washing solution, washing solution, Zinc Compound Solution, Water, Water, Water, Water, Water, Water, Water, Water, Water, Water, Water, Water, Water, Water, Water, Water, Water, Water, Water, Water, Water, Water, Water, Water, drainage | [5 empty] | yes
125 | цкб п99199-300-01 dn 300.0 mm pd 1.0 mpa td 60 oc морская вода/see water dn 300.0 мм рр 1.0 мпа тр 60 ос | 40pcb22aa102 | carbon steel with an insert. counter flange -carbon steelCSер.SS с вкладышем | , 4/ ii | вне оболочки; конструкция соосная; l= 206 h=773 мм; разделка кромок патрубков : тип разделки-1-24-1(с-24-1) др-311(+0,52) мм dn х s-325x8 мм; углер сталь с вкладышем ответн. флан.- угл.ст; стяжное (межфланцевое), между ответными фланцами под приварку к трубопроводу и крепежом, поставляемыми комплектно outside containment; co-axial structure; l= 206 h=773 mm; nozzle edge preparation : type-1-24-1(s-24-1) др-311(+0,52) mm dn х s-325x8 mm; insert cs return flange- cs. tightening connection (inter-flange), between counter-flanges for welding to pipeline and fastener supplied in completion with equipment | qnc | 1 | Butterfly valve | 98 | pcs. шт. |  | затвор дисковый цкб п99199-300-01 маткорп=сталь углеродистая 20 dn=300 p=1мпа рабср=вода морская tрабср=0...60 °с спосприсоед=межфланцевый спосупр=привод ручной 4 н ii ту 3741-056-34390194-2004 | 2.исуп.10796315 | t3/iii | 1015372 | 40uqa-основная насосная станция /main pumping station | 2020-10-17 00:00:00 | 98 | 0 | 0 | 0 | 9(ож1)/iii |  | 110.7.1202 | 1589 | 2.1970 | tu ту 3741-056-34390194-2004; r01.kk34.0.0.sr.tt.wd001; дтт | 1 |  | , Manual, Hydraulic, BS, self-operated, Pneumatic | yes |  | Acid, Acid, Acid, Aggressive water, Aggressive water, Aggressive water, Air, Air, Alkali, Alkali, Alkali, Alkali solution, Ammonia, Ammonia solution, Blowdown water, Boric acid solution, Boric acid solution, Boric acid solution, Boric acid solution, Boric acid solution, Boric acid solution, Boric acid solution, Boric concentrate, Boric concentrate, bottoms liquid, caustic soda, Chemical, Chilled water, Chilled water, coagulant, coagulant solution, Compressed air, Condensate, Condensate, Condensate, Condensate, Condensate, Condensate, Decontamination solution, Decontamination solution, Desalted water, Desalted water, Distillate, Distillate, Ethanolamine solution, Feed water, Feed water, Gas, Gas mixture, Gas mixture, Hydrazine hydrate, Hydrazine solution, Hydrogen, LCQ-2 filter regeneration solutions, Mains water, Mains water, Nitric acid, Nitric acid solution, Nitrogen, Nitrogen, oil, Overheated water, oxygen, phosphate solution, primary coolant, primary coolant, primary coolant, primary coolant, Pulp, radioactive gas, radioactive gas, radioactive gas, radioactive gas, radioactive liquid, reagents, reagents, Sea water, slime, slurry water, Sodium hydroxide, Steam, Steam, Steam, Steam-air mixture, Steam-water mixture, Steam-water mixture, Steam-water mixture, sulphuric acid, sulphuric acid, washing solution, washing solution, washing solution, washing solution, Zinc Compound Solution, Water, Water, Water, Water, Water, Water, Water, Water, Water, Water, Water, Water, Water, Water, Water, Water, Water, Water, Water, Water, Water, Water, Water, Water, drainage | [5 empty] | yes
126 | цкб п99199-300-01 dn 300.0 mm pd 1.0 mpa td 60 oc морская вода/see water dn 300.0 мм рр 1.0 мпа тр 60 ос | 40pcb22aa103 | carbon steel with an insert. counter flange -carbon steelCSер.SS с вкладышем | , 4/ ii | вне оболочки; конструкция соосная; l= 206 h=773 мм; разделка кромок патрубков : тип разделки-1-24-1(с-24-1) др-311(+0,52) мм dn х s-325x8 мм; углер сталь с вкладышем ответн. флан.- угл.ст; стяжное (межфланцевое), между ответными фланцами под приварку к трубопроводу и крепежом, поставляемыми комплектно outside containment; co-axial structure; l= 206 h=773 mm; nozzle edge preparation : type-1-24-1(s-24-1) др-311(+0,52) mm dn х s-325x8 mm; insert cs return flange- cs. tightening connection (inter-flange), between counter-flanges for welding to pipeline and fastener supplied in completion with equipment | qnc | 1 | Butterfly valve | 98 | pcs. шт. |  | затвор дисковый цкб п99199-300-01 маткорп=сталь углеродистая 20 dn=300 p=1мпа рабср=вода морская tрабср=0...60 °с спосприсоед=межфланцевый спосупр=привод ручной 4 н ii ту 3741-056-34390194-2004 | 2.исуп.10796316 | t3/iii | 1015372 | 40uqa-основная насосная станция /main pumping station | 2020-10-17 00:00:00 | 98 | 0 | 0 | 0 | 9(ож1)/iii |  | 110.7.1202 | 1590 | 2.1970 | tu ту 3741-056-34390194-2004; r01.kk34.0.0.sr.tt.wd001; дтт | 1 |  | , Manual, Hydraulic, BS, self-operated, Pneumatic | yes |  | Acid, Acid, Acid, Aggressive water, Aggressive water, Aggressive water, Air, Air, Alkali, Alkali, Alkali, Alkali solution, Ammonia, Ammonia solution, Blowdown water, Boric acid solution, Boric acid solution, Boric acid solution, Boric acid solution, Boric acid solution, Boric acid solution, Boric acid solution, Boric concentrate, Boric concentrate, bottoms liquid, caustic soda, Chemical, Chilled water, Chilled water, coagulant, coagulant solution, Compressed air, Condensate, Condensate, Condensate, Condensate, Condensate, Condensate, Decontamination solution, Decontamination solution, Desalted water, Desalted water, Distillate, Distillate, Ethanolamine solution, Feed water, Feed water, Gas, Gas mixture, Gas mixture, Hydrazine hydrate, Hydrazine solution, Hydrogen, LCQ-2 filter regeneration solutions, Mains water, Mains water, Nitric acid, Nitric acid solution, Nitrogen, Nitrogen, oil, Overheated water, oxygen, phosphate solution, primary coolant, primary coolant, primary coolant, primary coolant, Pulp, radioactive gas, radioactive gas, radioactive gas, radioactive gas, radioactive liquid, reagents, reagents, Sea water, slime, slurry water, Sodium hydroxide, Steam, Steam, Steam, Steam-air mixture, Steam-water mixture, Steam-water mixture, Steam-water mixture, sulphuric acid, sulphuric acid, washing solution, washing solution, washing solution, washing solution, Zinc Compound Solution, Water, Water, Water, Water, Water, Water, Water, Water, Water, Water, Water, Water, Water, Water, Water, Water, Water, Water, Water, Water, Water, Water, Water, Water, drainage | [5 empty] | yes
127 | цкб п99199-300-01 dn 300.0 mm pd 1.0 mpa td 60 oc морская вода/see water dn 300.0 мм рр 1.0 мпа тр 60 ос | 40pcb22aa104 | carbon steel with an insert. counter flange -carbon steelCSер.SS с вкладышем | , 4/ ii | вне оболочки; конструкция соосная; l= 206 h=773 мм; разделка кромок патрубков : тип разделки-1-24-1(с-24-1) др-311(+0,52) мм dn х s-325x8 мм; углер сталь с вкладышем ответн. флан.- угл.ст; стяжное (межфланцевое), между ответными фланцами под приварку к трубопроводу и крепежом, поставляемыми комплектно outside containment; co-axial structure; l= 206 h=773 mm; nozzle edge preparation : type-1-24-1(s-24-1) др-311(+0,52) mm dn х s-325x8 mm; insert cs return flange- cs. tightening connection (inter-flange), between counter-flanges for welding to pipeline and fastener supplied in completion with equipment | qnc | 1 | Butterfly valve | 98 | pcs. шт. |  | затвор дисковый цкб п99199-300-01 маткорп=сталь углеродистая 20 dn=300 p=1мпа рабср=вода морская tрабср=0...60 °с спосприсоед=межфланцевый спосупр=привод ручной 4 н ii ту 3741-056-34390194-2004 | 2.исуп.10796317 | t3/iii | 1015372 | 40uqa-основная насосная станция /main pumping station | 2020-10-17 00:00:00 | 98 | 0 | 0 | 0 | 9(ож1)/iii |  | 110.7.1202 | 1591 | 2.1970 | tu ту 3741-056-34390194-2004; r01.kk34.0.0.sr.tt.wd001; дтт | 1 |  | , Manual, Hydraulic, BS, self-operated, Pneumatic | yes |  | Acid, Acid, Acid, Aggressive water, Aggressive water, Aggressive water, Air, Air, Alkali, Alkali, Alkali, Alkali solution, Ammonia, Ammonia solution, Blowdown water, Boric acid solution, Boric acid solution, Boric acid solution, Boric acid solution, Boric acid solution, Boric acid solution, Boric acid solution, Boric concentrate, Boric concentrate, bottoms liquid, caustic soda, Chemical, Chilled water, Chilled water, coagulant, coagulant solution, Compressed air, Condensate, Condensate, Condensate, Condensate, Condensate, Condensate, Decontamination solution, Decontamination solution, Desalted water, Desalted water, Distillate, Distillate, Ethanolamine solution, Feed water, Feed water, Gas, Gas mixture, Gas mixture, Hydrazine hydrate, Hydrazine solution, Hydrogen, LCQ-2 filter regeneration solutions, Mains water, Mains water, Nitric acid, Nitric acid solution, Nitrogen, Nitrogen, oil, Overheated water, oxygen, phosphate solution, primary coolant, primary coolant, primary coolant, primary coolant, Pulp, radioactive gas, radioactive gas, radioactive gas, radioactive gas, radioactive liquid, reagents, reagents, Sea water, slime, slurry water, Sodium hydroxide, Steam, Steam, Steam, Steam-air mixture, Steam-water mixture, Steam-water mixture, Steam-water mixture, sulphuric acid, sulphuric acid, washing solution, washing solution, washing solution, washing solution, Zinc Compound Solution, Water, Water, Water, Water, Water, Water, Water, Water, Water, Water, Water, Water, Water, Water, Water, Water, Water, Water, Water, Water, Water, Water, Water, Water, drainage | [5 empty] | yes
128 | цкб п99199-300-01 dn 300.0 mm pd 1.0 mpa td 60 oc морская вода/see water dn 300.0 мм рр 1.0 мпа тр 60 ос | 40pcb23aa101 | carbon steel with an insert. counter flange -carbon steelCSер.SS с вкладышем | , 4/ ii | вне оболочки; конструкция соосная; l= 206 h=773 мм; разделка кромок патрубков : тип разделки-1-24-1(с-24-1) др-311(+0,52) мм dn х s-325x8 мм; углер сталь с вкладышем ответн. флан.- угл.ст; стяжное (межфланцевое), между ответными фланцами под приварку к трубопроводу и крепежом, поставляемыми комплектно outside containment; co-axial structure; l= 206 h=773 mm; nozzle edge preparation : type-1-24-1(s-24-1) др-311(+0,52) mm dn х s-325x8 mm; insert cs return flange- cs. tightening connection (inter-flange), between counter-flanges for welding to pipeline and fastener supplied in completion with equipment | qnc | 1 | Butterfly valve | 98 | pcs. шт. |  | затвор дисковый цкб п99199-300-01 маткорп=сталь углеродистая 20 dn=300 p=1мпа рабср=вода морская tрабср=0...60 °с спосприсоед=межфланцевый спосупр=привод ручной 4 н ii ту 3741-056-34390194-2004 | 2.исуп.10796318 | t3/iii | 1015372 | 40uqa-основная насосная станция /main pumping station | 2020-10-17 00:00:00 | 98 | 0 | 0 | 0 | 9(ож1)/iii |  | 110.7.1202 | 1592 | 2.1970 | tu ту 3741-056-34390194-2004; r01.kk34.0.0.sr.tt.wd001; дтт | 1 |  | , Manual, Hydraulic, BS, self-operated, Pneumatic | yes |  | Acid, Acid, Acid, Aggressive water, Aggressive water, Aggressive water, Air, Air, Alkali, Alkali, Alkali, Alkali solution, Ammonia, Ammonia solution, Blowdown water, Boric acid solution, Boric acid solution, Boric acid solution, Boric acid solution, Boric acid solution, Boric acid solution, Boric acid solution, Boric concentrate, Boric concentrate, bottoms liquid, caustic soda, Chemical, Chilled water, Chilled water, coagulant, coagulant solution, Compressed air, Condensate, Condensate, Condensate, Condensate, Condensate, Condensate, Decontamination solution, Decontamination solution, Desalted water, Desalted water, Distillate, Distillate, Ethanolamine solution, Feed water, Feed water, Gas, Gas mixture, Gas mixture, Hydrazine hydrate, Hydrazine solution, Hydrogen, LCQ-2 filter regeneration solutions, Mains water, Mains water, Nitric acid, Nitric acid solution, Nitrogen, Nitrogen, oil, Overheated water, oxygen, phosphate solution, primary coolant, primary coolant, primary coolant, primary coolant, Pulp, radioactive gas, radioactive gas, radioactive gas, radioactive gas, radioactive liquid, reagents, reagents, Sea water, slime, slurry water, Sodium hydroxide, Steam, Steam, Steam, Steam-air mixture, Steam-water mixture, Steam-water mixture, Steam-water mixture, sulphuric acid, sulphuric acid, washing solution, washing solution, washing solution, washing solution, Zinc Compound Solution, Water, Water, Water, Water, Water, Water, Water, Water, Water, Water, Water, Water, Water, Water, Water, Water, Water, Water, Water, Water, Water, Water, Water, Water, drainage | [5 empty] | yes
129 | цкб п99199-300-01 dn 300.0 mm pd 1.0 mpa td 60 oc морская вода/see water dn 300.0 мм рр 1.0 мпа тр 60 ос | 40pcb23aa102 | carbon steel with an insert. counter flange -carbon steelCSер.SS с вкладышем | , 4/ ii | вне оболочки; конструкция соосная; l= 206 h=773 мм; разделка кромок патрубков : тип разделки-1-24-1(с-24-1) др-311(+0,52) мм dn х s-325x8 мм; углер сталь с вкладышем ответн. флан.- угл.ст; стяжное (межфланцевое), между ответными фланцами под приварку к трубопроводу и крепежом, поставляемыми комплектно outside containment; co-axial structure; l= 206 h=773 mm; nozzle edge preparation : type-1-24-1(s-24-1) др-311(+0,52) mm dn х s-325x8 mm; insert cs return flange- cs. tightening connection (inter-flange), between counter-flanges for welding to pipeline and fastener supplied in completion with equipment | qnc | 1 | Butterfly valve | 98 | pcs. шт. |  | затвор дисковый цкб п99199-300-01 маткорп=сталь углеродистая 20 dn=300 p=1мпа рабср=вода морская tрабср=0...60 °с спосприсоед=межфланцевый спосупр=привод ручной 4 н ii ту 3741-056-34390194-2004 | 2.исуп.10796319 | t3/iii | 1015372 | 40uqa-основная насосная станция /main pumping station | 2020-10-17 00:00:00 | 98 | 0 | 0 | 0 | 9(ож1)/iii |  | 110.7.1202 | 1593 | 2.1970 | tu ту 3741-056-34390194-2004; r01.kk34.0.0.sr.tt.wd001; дтт | 1 |  | , Manual, Hydraulic, BS, self-operated, Pneumatic | yes |  | Acid, Acid, Acid, Aggressive water, Aggressive water, Aggressive water, Air, Air, Alkali, Alkali, Alkali, Alkali solution, Ammonia, Ammonia solution, Blowdown water, Boric acid solution, Boric acid solution, Boric acid solution, Boric acid solution, Boric acid solution, Boric acid solution, Boric acid solution, Boric concentrate, Boric concentrate, bottoms liquid, caustic soda, Chemical, Chilled water, Chilled water, coagulant, coagulant solution, Compressed air, Condensate, Condensate, Condensate, Condensate, Condensate, Condensate, Decontamination solution, Decontamination solution, Desalted water, Desalted water, Distillate, Distillate, Ethanolamine solution, Feed water, Feed water, Gas, Gas mixture, Gas mixture, Hydrazine hydrate, Hydrazine solution, Hydrogen, LCQ-2 filter regeneration solutions, Mains water, Mains water, Nitric acid, Nitric acid solution, Nitrogen, Nitrogen, oil, Overheated water, oxygen, phosphate solution, primary coolant, primary coolant, primary coolant, primary coolant, Pulp, radioactive gas, radioactive gas, radioactive gas, radioactive gas, radioactive liquid, reagents, reagents, Sea water, slime, slurry water, Sodium hydroxide, Steam, Steam, Steam, Steam-air mixture, Steam-water mixture, Steam-water mixture, Steam-water mixture, sulphuric acid, sulphuric acid, washing solution, washing solution, washing solution, washing solution, Zinc Compound Solution, Water, Water, Water, Water, Water, Water, Water, Water, Water, Water, Water, Water, Water, Water, Water, Water, Water, Water, Water, Water, Water, Water, Water, Water, drainage | [5 empty] | yes
130 | цкб п99199-300-01 dn 300.0 mm pd 1.0 mpa td 60 oc морская вода/see water dn 300.0 мм рр 1.0 мпа тр 60 ос | 40pcb23aa103 | carbon steel with an insert. counter flange -carbon steelCSер.SS с вкладышем | , 4/ ii | вне оболочки; конструкция соосная; l= 206 h=773 мм; разделка кромок патрубков : тип разделки-1-24-1(с-24-1) др-311(+0,52) мм dn х s-325x8 мм; углер сталь с вкладышем ответн. флан.- угл.ст; стяжное (межфланцевое), между ответными фланцами под приварку к трубопроводу и крепежом, поставляемыми комплектно outside containment; co-axial structure; l= 206 h=773 mm; nozzle edge preparation : type-1-24-1(s-24-1) др-311(+0,52) mm dn х s-325x8 mm; insert cs return flange- cs. tightening connection (inter-flange), between counter-flanges for welding to pipeline and fastener supplied in completion with equipment | qnc | 1 | Butterfly valve | 98 | pcs. шт. |  | затвор дисковый цкб п99199-300-01 маткорп=сталь углеродистая 20 dn=300 p=1мпа рабср=вода морская tрабср=0...60 °с спосприсоед=межфланцевый спосупр=привод ручной 4 н ii ту 3741-056-34390194-2004 | 2.исуп.10796320 | t3/iii | 1015372 | 40uqa-основная насосная станция /main pumping station | 2020-10-17 00:00:00 | 98 | 0 | 0 | 0 | 9(ож1)/iii |  | 110.7.1202 | 1594 | 2.1970 | tu ту 3741-056-34390194-2004; r01.kk34.0.0.sr.tt.wd001; дтт | 1 |  | , Manual, Hydraulic, BS, self-operated, Pneumatic | yes |  | Acid, Acid, Acid, Aggressive water, Aggressive water, Aggressive water, Air, Air, Alkali, Alkali, Alkali, Alkali solution, Ammonia, Ammonia solution, Blowdown water, Boric acid solution, Boric acid solution, Boric acid solution, Boric acid solution, Boric acid solution, Boric acid solution, Boric acid solution, Boric concentrate, Boric concentrate, bottoms liquid, caustic soda, Chemical, Chilled water, Chilled water, coagulant, coagulant solution, Compressed air, Condensate, Condensate, Condensate, Condensate, Condensate, Condensate, Decontamination solution, Decontamination solution, Desalted water, Desalted water, Distillate, Distillate, Ethanolamine solution, Feed water, Feed water, Gas, Gas mixture, Gas mixture, Hydrazine hydrate, Hydrazine solution, Hydrogen, LCQ-2 filter regeneration solutions, Mains water, Mains water, Nitric acid, Nitric acid solution, Nitrogen, Nitrogen, oil, Overheated water, oxygen, phosphate solution, primary coolant, primary coolant, primary coolant, primary coolant, Pulp, radioactive gas, radioactive gas, radioactive gas, radioactive gas, radioactive liquid, reagents, reagents, Sea water, slime, slurry water, Sodium hydroxide, Steam, Steam, Steam, Steam-air mixture, Steam-water mixture, Steam-water mixture, Steam-water mixture, sulphuric acid, sulphuric acid, washing solution, washing solution, washing solution, washing solution, Zinc Compound Solution, Water, Water, Water, Water, Water, Water, Water, Water, Water, Water, Water, Water, Water, Water, Water, Water, Water, Water, Water, Water, Water, Water, Water, Water, drainage | [5 empty] | yes
131 | цкб п99199-300-01 dn 300.0 mm pd 1.0 mpa td 60 oc морская вода/see water dn 300.0 мм рр 1.0 мпа тр 60 ос | 40pcb23aa104 | carbon steel with an insert. counter flange -carbon steelCSер.SS с вкладышем | , 4/ ii | вне оболочки; конструкция соосная; l= 206 h=773 мм; разделка кромок патрубков : тип разделки-1-24-1(с-24-1) др-311(+0,52) мм dn х s-325x8 мм; углер сталь с вкладышем ответн. флан.- угл.ст; стяжное (межфланцевое), между ответными фланцами под приварку к трубопроводу и крепежом, поставляемыми комплектно outside containment; co-axial structure; l= 206 h=773 mm; nozzle edge preparation : type-1-24-1(s-24-1) др-311(+0,52) mm dn х s-325x8 mm; insert cs return flange- cs. tightening connection (inter-flange), between counter-flanges for welding to pipeline and fastener supplied in completion with equipment | qnc | 1 | Butterfly valve | 98 | pcs. шт. |  | затвор дисковый цкб п99199-300-01 маткорп=сталь углеродистая 20 dn=300 p=1мпа рабср=вода морская tрабср=0...60 °с спосприсоед=межфланцевый спосупр=привод ручной 4 н ii ту 3741-056-34390194-2004 | 2.исуп.10796321 | t3/iii | 1015372 | 40uqa-основная насосная станция /main pumping station | 2020-10-17 00:00:00 | 98 | 0 | 0 | 0 | 9(ож1)/iii |  | 110.7.1202 | 1595 | 2.1970 | tu ту 3741-056-34390194-2004; r01.kk34.0.0.sr.tt.wd001; дтт | 1 |  | , Manual, Hydraulic, BS, self-operated, Pneumatic | yes |  | Acid, Acid, Acid, Aggressive water, Aggressive water, Aggressive water, Air, Air, Alkali, Alkali, Alkali, Alkali solution, Ammonia, Ammonia solution, Blowdown water, Boric acid solution, Boric acid solution, Boric acid solution, Boric acid solution, Boric acid solution, Boric acid solution, Boric acid solution, Boric concentrate, Boric concentrate, bottoms liquid, caustic soda, Chemical, Chilled water, Chilled water, coagulant, coagulant solution, Compressed air, Condensate, Condensate, Condensate, Condensate, Condensate, Condensate, Decontamination solution, Decontamination solution, Desalted water, Desalted water, Distillate, Distillate, Ethanolamine solution, Feed water, Feed water, Gas, Gas mixture, Gas mixture, Hydrazine hydrate, Hydrazine solution, Hydrogen, LCQ-2 filter regeneration solutions, Mains water, Mains water, Nitric acid, Nitric acid solution, Nitrogen, Nitrogen, oil, Overheated water, oxygen, phosphate solution, primary coolant, primary coolant, primary coolant, primary coolant, Pulp, radioactive gas, radioactive gas, radioactive gas, radioactive gas, radioactive liquid, reagents, reagents, Sea water, slime, slurry water, Sodium hydroxide, Steam, Steam, Steam, Steam-air mixture, Steam-water mixture, Steam-water mixture, Steam-water mixture, sulphuric acid, sulphuric acid, washing solution, washing solution, washing solution, washing solution, Zinc Compound Solution, Water, Water, Water, Water, Water, Water, Water, Water, Water, Water, Water, Water, Water, Water, Water, Water, Water, Water, Water, Water, Water, Water, Water, Water, drainage | [5 empty] | yes
132 | цкб п99199-300-01 dn 300.0 mm pd 1.0 mpa td 60 oc морская вода/see water dn 300.0 мм рр 1.0 мпа тр 60 ос | 40pcb31aa101 | carbon steel with an insert. counter flange -carbon steelCSер.SS с вкладышем | , 4/ ii | вне оболочки; конструкция соосная; l= 206 h=773 мм; разделка кромок патрубков : тип разделки-1-24-1(с-24-1) др-311(+0,52) мм dn х s-325x8 мм; углер сталь с вкладышем ответн. флан.- угл.ст; стяжное (межфланцевое), между ответными фланцами под приварку к трубопроводу и крепежом, поставляемыми комплектно outside containment; co-axial structure; l= 206 h=773 mm; nozzle edge preparation : type-1-24-1(s-24-1) др-311(+0,52) mm dn х s-325x8 mm; insert cs return flange- cs. tightening connection (inter-flange), between counter-flanges for welding to pipeline and fastener supplied in completion with equipment | qnc | 1 | Butterfly valve | 98 | pcs. шт. |  | затвор дисковый цкб п99199-300-01 маткорп=сталь углеродистая 20 dn=300 p=1мпа рабср=вода морская tрабср=0...60 °с спосприсоед=межфланцевый спосупр=привод ручной 4 н ii ту 3741-056-34390194-2004 | 2.исуп.10796322 | t3/iii | 1015372 | 40uqa-основная насосная станция /main pumping station | 2020-10-17 00:00:00 | 98 | 0 | 0 | 0 | 9(ож1)/iii |  | 110.7.1202 | 1596 | 2.1970 | tu ту 3741-056-34390194-2004; r01.kk34.0.0.sr.tt.wd001; дтт | 1 |  | , Manual, Hydraulic, BS, self-operated, Pneumatic | yes |  | Acid, Acid, Acid, Aggressive water, Aggressive water, Aggressive water, Air, Air, Alkali, Alkali, Alkali, Alkali solution, Ammonia, Ammonia solution, Blowdown water, Boric acid solution, Boric acid solution, Boric acid solution, Boric acid solution, Boric acid solution, Boric acid solution, Boric acid solution, Boric concentrate, Boric concentrate, bottoms liquid, caustic soda, Chemical, Chilled water, Chilled water, coagulant, coagulant solution, Compressed air, Condensate, Condensate, Condensate, Condensate, Condensate, Condensate, Decontamination solution, Decontamination solution, Desalted water, Desalted water, Distillate, Distillate, Ethanolamine solution, Feed water, Feed water, Gas, Gas mixture, Gas mixture, Hydrazine hydrate, Hydrazine solution, Hydrogen, LCQ-2 filter regeneration solutions, Mains water, Mains water, Nitric acid, Nitric acid solution, Nitrogen, Nitrogen, oil, Overheated water, oxygen, phosphate solution, primary coolant, primary coolant, primary coolant, primary coolant, Pulp, radioactive gas, radioactive gas, radioactive gas, radioactive gas, radioactive liquid, reagents, reagents, Sea water, slime, slurry water, Sodium hydroxide, Steam, Steam, Steam, Steam-air mixture, Steam-water mixture, Steam-water mixture, Steam-water mixture, sulphuric acid, sulphuric acid, washing solution, washing solution, washing solution, washing solution, Zinc Compound Solution, Water, Water, Water, Water, Water, Water, Water, Water, Water, Water, Water, Water, Water, Water, Water, Water, Water, Water, Water, Water, Water, Water, Water, Water, drainage | [5 empty] | yes
133 | цкб п99199-300-01 dn 300.0 mm pd 1.0 mpa td 60 oc морская вода/see water dn 300.0 мм рр 1.0 мпа тр 60 ос | 40pcb32aa101 | carbon steel with an insert. counter flange -carbon steelCSер.SS с вкладышем | , 4/ ii | вне оболочки; конструкция соосная; l= 206 h=773 мм; разделка кромок патрубков : тип разделки-1-24-1(с-24-1) др-311(+0,52) мм dn х s-325x8 мм; углер сталь с вкладышем ответн. флан.- угл.ст; стяжное (межфланцевое), между ответными фланцами под приварку к трубопроводу и крепежом, поставляемыми комплектно outside containment; co-axial structure; l= 206 h=773 mm; nozzle edge preparation : type-1-24-1(s-24-1) др-311(+0,52) mm dn х s-325x8 mm; insert cs return flange- cs. tightening connection (inter-flange), between counter-flanges for welding to pipeline and fastener supplied in completion with equipment | qnc | 1 | Butterfly valve | 98 | pcs. шт. |  | затвор дисковый цкб п99199-300-01 маткорп=сталь углеродистая 20 dn=300 p=1мпа рабср=вода морская tрабср=0...60 °с спосприсоед=межфланцевый спосупр=привод ручной 4 н ii ту 3741-056-34390194-2004 | 2.исуп.10796323 | t3/iii | 1015372 | 40uqa-основная насосная станция /main pumping station | 2020-10-17 00:00:00 | 98 | 0 | 0 | 0 | 9(ож1)/iii |  | 110.7.1202 | 1597 | 2.1970 | tu ту 3741-056-34390194-2004; r01.kk34.0.0.sr.tt.wd001; дтт | 1 |  | , Manual, Hydraulic, BS, self-operated, Pneumatic | yes |  | Acid, Acid, Acid, Aggressive water, Aggressive water, Aggressive water, Air, Air, Alkali, Alkali, Alkali, Alkali solution, Ammonia, Ammonia solution, Blowdown water, Boric acid solution, Boric acid solution, Boric acid solution, Boric acid solution, Boric acid solution, Boric acid solution, Boric acid solution, Boric concentrate, Boric concentrate, bottoms liquid, caustic soda, Chemical, Chilled water, Chilled water, coagulant, coagulant solution, Compressed air, Condensate, Condensate, Condensate, Condensate, Condensate, Condensate, Decontamination solution, Decontamination solution, Desalted water, Desalted water, Distillate, Distillate, Ethanolamine solution, Feed water, Feed water, Gas, Gas mixture, Gas mixture, Hydrazine hydrate, Hydrazine solution, Hydrogen, LCQ-2 filter regeneration solutions, Mains water, Mains water, Nitric acid, Nitric acid solution, Nitrogen, Nitrogen, oil, Overheated water, oxygen, phosphate solution, primary coolant, primary coolant, primary coolant, primary coolant, Pulp, radioactive gas, radioactive gas, radioactive gas, radioactive gas, radioactive liquid, reagents, reagents, Sea water, slime, slurry water, Sodium hydroxide, Steam, Steam, Steam, Steam-air mixture, Steam-water mixture, Steam-water mixture, Steam-water mixture, sulphuric acid, sulphuric acid, washing solution, washing solution, washing solution, washing solution, Zinc Compound Solution, Water, Water, Water, Water, Water, Water, Water, Water, Water, Water, Water, Water, Water, Water, Water, Water, Water, Water, Water, Water, Water, Water, Water, Water, drainage | [5 empty] | yes
134 | цкб п99199-300-01 dn 300.0 mm pd 1.0 mpa td 60 oc морская вода/see water dn 300.0 мм рр 1.0 мпа тр 60 ос | 40pcb33aa101 | carbon steel with an insert. counter flange -carbon steelCSер.SS с вкладышем | , 4/ ii | вне оболочки; конструкция соосная; l= 206 h=773 мм; разделка кромок патрубков : тип разделки-1-24-1(с-24-1) др-311(+0,52) мм dn х s-325x8 мм; углер сталь с вкладышем ответн. флан.- угл.ст; стяжное (межфланцевое), между ответными фланцами под приварку к трубопроводу и крепежом, поставляемыми комплектно outside containment; co-axial structure; l= 206 h=773 mm; nozzle edge preparation : type-1-24-1(s-24-1) др-311(+0,52) mm dn х s-325x8 mm; insert cs return flange- cs. tightening connection (inter-flange), between counter-flanges for welding to pipeline and fastener supplied in completion with equipment | qnc | 1 | Butterfly valve | 98 | pcs. шт. |  | затвор дисковый цкб п99199-300-01 маткорп=сталь углеродистая 20 dn=300 p=1мпа рабср=вода морская tрабср=0...60 °с спосприсоед=межфланцевый спосупр=привод ручной 4 н ii ту 3741-056-34390194-2004 | 2.исуп.10796324 | t3/iii | 1015372 | 40uqa-основная насосная станция /main pumping station | 2020-10-17 00:00:00 | 98 | 0 | 0 | 0 | 9(ож1)/iii |  | 110.7.1202 | 1598 | 2.1970 | tu ту 3741-056-34390194-2004; r01.kk34.0.0.sr.tt.wd001; дтт | 1 |  | , Manual, Hydraulic, BS, self-operated, Pneumatic | yes |  | Acid, Acid, Acid, Aggressive water, Aggressive water, Aggressive water, Air, Air, Alkali, Alkali, Alkali, Alkali solution, Ammonia, Ammonia solution, Blowdown water, Boric acid solution, Boric acid solution, Boric acid solution, Boric acid solution, Boric acid solution, Boric acid solution, Boric acid solution, Boric concentrate, Boric concentrate, bottoms liquid, caustic soda, Chemical, Chilled water, Chilled water, coagulant, coagulant solution, Compressed air, Condensate, Condensate, Condensate, Condensate, Condensate, Condensate, Decontamination solution, Decontamination solution, Desalted water, Desalted water, Distillate, Distillate, Ethanolamine solution, Feed water, Feed water, Gas, Gas mixture, Gas mixture, Hydrazine hydrate, Hydrazine solution, Hydrogen, LCQ-2 filter regeneration solutions, Mains water, Mains water, Nitric acid, Nitric acid solution, Nitrogen, Nitrogen, oil, Overheated water, oxygen, phosphate solution, primary coolant, primary coolant, primary coolant, primary coolant, Pulp, radioactive gas, radioactive gas, radioactive gas, radioactive gas, radioactive liquid, reagents, reagents, Sea water, slime, slurry water, Sodium hydroxide, Steam, Steam, Steam, Steam-air mixture, Steam-water mixture, Steam-water mixture, Steam-water mixture, sulphuric acid, sulphuric acid, washing solution, washing solution, washing solution, washing solution, Zinc Compound Solution, Water, Water, Water, Water, Water, Water, Water, Water, Water, Water, Water, Water, Water, Water, Water, Water, Water, Water, Water, Water, Water, Water, Water, Water, drainage | [5 empty] | yes
135 | цкб р99507-400-01 dn 400.0 mm pd 1.0 mpa td 60 oc вода промконтура /intermediate circuit water dn 400.0 мм рр 1.0 мпа тр 60 ос | 40pgb11aa001 | carbon steel with protection flanges - carbon steelCSер.SS с вкладышем | , 4/ ii | вне оболочки;угл. сталь с вкладышем ответные фланцы- угл. сталь; конструкция соосная; l=178 мм; h=865 мм; разделка кромок патрубков: тип разделки- 1-24-1(с-24-1) dn х s, мм- 426x9, др,мм- 410(+0,63) ; tср 25 с, не более; стяжное (межфланцевое), между ответными фланцами под приварку к трубопроводу и крепежом, поставляемыми комплектно outside containment;insert cs returm flanges- cs; co-axial structure; l=178 mm; h=865 mm; nozzle edge preparation: type- 1-24-1(s-24-1) dn х s, mm- 426x9, др,mm- 410(+0,63) ; time of actuation 25 s, not above; tightening connection (inter-flange), between counter-flanges for welding to pipeline and fastener supplied in completion with equipment | qnc | 1 | Butterfly valve | 340 | pcs. шт. |  | затвор дисковый цкб р99507-400-01 маткорп=сталь углеродистая 25л dn=400 p=1мпа рабср=вода промконтура спосприсоед=межфланцевый с ответными фланцами спосупр=встроенный электропривод tрасч=60 °с прив=мэоф-1600/25-0.25м-01ка pприв=400вт 4 н ii с крепежом и прокладками ту 3741-056-34390194-2004 | 2.исуп.9183860 | t3/iii | 1041646 | 40uqa-основная насосная станция /main pumping station | 2020-10-23 00:00:00 | 340 | 0 | 0 | 0 | 9(ож1)/iii |  | 110.7.155.1 | 1599 | 2.1798 | tu 3741-056-34390194-2004 ту 3741-056-34390194-2004; r01.kk34.0.0.sr.tt.wd001; дтт | 1 |  | , Manual, Hydraulic, BS, self-operated, Pneumatic | yes |  | Acid, Acid, Acid, Aggressive water, Aggressive water, Aggressive water, Air, Air, Alkali, Alkali, Alkali, Alkali solution, Ammonia, Ammonia solution, Blowdown water, Boric acid solution, Boric acid solution, Boric acid solution, Boric acid solution, Boric acid solution, Boric acid solution, Boric acid solution, Boric concentrate, Boric concentrate, bottoms liquid, caustic soda, Chemical, Chilled water, Chilled water, coagulant, coagulant solution, Compressed air, Condensate, Condensate, Condensate, Condensate, Condensate, Condensate, Decontamination solution, Decontamination solution, Desalted water, Desalted water, Distillate, Distillate, Ethanolamine solution, Feed water, Feed water, Gas, Gas mixture, Gas mixture, Hydrazine hydrate, Hydrazine solution, Hydrogen, LCQ-2 filter regeneration solutions, Mains water, Mains water, Nitric acid, Nitric acid solution, Nitrogen, Nitrogen, oil, Overheated water, oxygen, phosphate solution, primary coolant, primary coolant, primary coolant, primary coolant, Pulp, radioactive gas, radioactive gas, radioactive gas, radioactive gas, radioactive liquid, reagents, reagents, Sea water, slime, slurry water, Sodium hydroxide, Steam, Steam, Steam, Steam-air mixture, Steam-water mixture, Steam-water mixture, Steam-water mixture, sulphuric acid, sulphuric acid, washing solution, washing solution, washing solution, washing solution, Zinc Compound Solution, Water, Water, Water, Water, Water, Water, Water, Water, Water, Water, Water, Water, Water, Water, Water, Water, Water, Water, Water, Water, Water, Water, Water, Water, drainage | [5 empty] | yes
136 | цкб п99199-300-03 dn 300.0 mm pd 1.0 mpa td 60 oc вода промконтура/intermediate circuit water dn 300.0 мм рр 1.0 мпа тр 60 ос | 40pgb81aa002 | carbon steel with protection flanges - carbon steelCSер.SS с вкладышем | , 4/ ii | вне оболочки; среда- вода промконтура (обессоленная вода с добавлением ингибиторов коррозии-тринатрий фосфат); угл. сталь с вкладышем ответные фланцы- угл. сталь; конструкция соосная; l=142 мм; h=640 мм; разделка кромок патрубков: тип разделки- 1-24-1(с-24-1) dn х s,мм- 325x8 др,мм- 311(+0,52); tср 25 с, не более; стяжное (межфланцевое), между ответными фланцами под приварку к трубопроводу и крепежом, поставляемыми комплектно outside containment; media- waterintermediate circuit (demineralized waterwith addition ofinhibitors of corrosion-trisodium phosphate); insert cs returm flanges- cs; co-axial structure; l=142 mm; h=640 mm; nozzle edge preparation: type- 1-24-1(s-24-1) dn х s,mm- 325x8 др,mm- 311(+0,52); time of actuation 25 s, not above; tightening connection (inter-flange), between counter-flanges for welding to pipeline and fastener supplied in completion with equipment | qnc | 1 | Butterfly valve | 106 | pcs. шт. |  | затвор дисковый цкб п99199-300-03 маткорп=сталь углеродистая 25л dn=300 p=1мпа рабср=вода промконтура спосприсоед=межфланцевый с ответными фланцами спосупр=встроенный электропривод tрасч=60 °с прив=мэоф-250/25-0.25м-97ка pприв=430вт 4 н ii с крепежом и прокладками ту 3741-056-34390194-2004 | 2.исуп.9183864 | t3/iii | 1041694 | 40uqa-основная насосная станция /main pumping station | 2020-10-17 00:00:00 | 106 | 0 | 0 | 0 | 9(ож1)/iii |  | 110.7.155.16 | 1600 | 2.1814 | tu 3741-056-34390194-2004 ту 3741-056-34390194-2004; r01.kk34.0.0.sr.tt.wd001; дтт | 1 |  | , Manual, Hydraulic, BS, self-operated, Pneumatic | yes |  | Acid, Acid, Acid, Aggressive water, Aggressive water, Aggressive water, Air, Air, Alkali, Alkali, Alkali, Alkali solution, Ammonia, Ammonia solution, Blowdown water, Boric acid solution, Boric acid solution, Boric acid solution, Boric acid solution, Boric acid solution, Boric acid solution, Boric acid solution, Boric concentrate, Boric concentrate, bottoms liquid, caustic soda, Chemical, Chilled water, Chilled water, coagulant, coagulant solution, Compressed air, Condensate, Condensate, Condensate, Condensate, Condensate, Condensate, Decontamination solution, Decontamination solution, Desalted water, Desalted water, Distillate, Distillate, Ethanolamine solution, Feed water, Feed water, Gas, Gas mixture, Gas mixture, Hydrazine hydrate, Hydrazine solution, Hydrogen, LCQ-2 filter regeneration solutions, Mains water, Mains water, Nitric acid, Nitric acid solution, Nitrogen, Nitrogen, oil, Overheated water, oxygen, phosphate solution, primary coolant, primary coolant, primary coolant, primary coolant, Pulp, radioactive gas, radioactive gas, radioactive gas, radioactive gas, radioactive liquid, reagents, reagents, Sea water, slime, slurry water, Sodium hydroxide, Steam, Steam, Steam, Steam-air mixture, Steam-water mixture, Steam-water mixture, Steam-water mixture, sulphuric acid, sulphuric acid, washing solution, washing solution, washing solution, washing solution, Zinc Compound Solution, Water, Water, Water, Water, Water, Water, Water, Water, Water, Water, Water, Water, Water, Water, Water, Water, Water, Water, Water, Water, Water, Water, Water, Water, drainage | [5 empty] | yes
137 | цкб п99199-300-03 dn 300.0 mm pd 1.0 mpa td 60 oc вода промконтура/intermediate circuit water dn 300.0 мм рр 1.0 мпа тр 60 ос | 40pgb82aa002 | carbon steel with protection flanges - carbon steelCSер.SS с вкладышем | , 4/ ii | вне оболочки; среда- вода промконтура (обессоленная вода с добавлением ингибиторов коррозии-тринатрий фосфат); угл. сталь с вкладышем ответные фланцы- угл. сталь; конструкция соосная; l=142 мм; h=640 мм; разделка кромок патрубков: тип разделки- 1-24-1(с-24-1) dn х s,мм- 325x8 др,мм- 311(+0,52); tср 25 с, не более; стяжное (межфланцевое), между ответными фланцами под приварку к трубопроводу и крепежом, поставляемыми комплектно outside containment; media- waterintermediate circuit (demineralized waterwith addition ofinhibitors of corrosion-trisodium phosphate); insert cs returm flanges- cs; co-axial structure; l=142 mm; h=640 mm; nozzle edge preparation: type- 1-24-1(s-24-1) dn х s,mm- 325x8 др,mm- 311(+0,52); time of actuation 25 s, not above; tightening connection (inter-flange), between counter-flanges for welding to pipeline and fastener supplied in completion with equipment | qnc | 1 | Butterfly valve | 106 | pcs. шт. |  | затвор дисковый цкб п99199-300-03 маткорп=сталь углеродистая 25л dn=300 p=1мпа рабср=вода промконтура спосприсоед=межфланцевый с ответными фланцами спосупр=встроенный электропривод tрасч=60 °с прив=мэоф-250/25-0.25м-97ка pприв=430вт 4 н ii с крепежом и прокладками ту 3741-056-34390194-2004 | 2.исуп.9183865 | t3/iii | 1041694 | 40uqa-основная насосная станция /main pumping station | 2020-10-17 00:00:00 | 106 | 0 | 0 | 0 | 9(ож1)/iii |  | 110.7.155.16 | 1601 | 2.1814 | tu 3741-056-34390194-2004 ту 3741-056-34390194-2004; r01.kk34.0.0.sr.tt.wd001; дтт | 1 |  | , Manual, Hydraulic, BS, self-operated, Pneumatic | yes |  | Acid, Acid, Acid, Aggressive water, Aggressive water, Aggressive water, Air, Air, Alkali, Alkali, Alkali, Alkali solution, Ammonia, Ammonia solution, Blowdown water, Boric acid solution, Boric acid solution, Boric acid solution, Boric acid solution, Boric acid solution, Boric acid solution, Boric acid solution, Boric concentrate, Boric concentrate, bottoms liquid, caustic soda, Chemical, Chilled water, Chilled water, coagulant, coagulant solution, Compressed air, Condensate, Condensate, Condensate, Condensate, Condensate, Condensate, Decontamination solution, Decontamination solution, Desalted water, Desalted water, Distillate, Distillate, Ethanolamine solution, Feed water, Feed water, Gas, Gas mixture, Gas mixture, Hydrazine hydrate, Hydrazine solution, Hydrogen, LCQ-2 filter regeneration solutions, Mains water, Mains water, Nitric acid, Nitric acid solution, Nitrogen, Nitrogen, oil, Overheated water, oxygen, phosphate solution, primary coolant, primary coolant, primary coolant, primary coolant, Pulp, radioactive gas, radioactive gas, radioactive gas, radioactive gas, radioactive liquid, reagents, reagents, Sea water, slime, slurry water, Sodium hydroxide, Steam, Steam, Steam, Steam-air mixture, Steam-water mixture, Steam-water mixture, Steam-water mixture, sulphuric acid, sulphuric acid, washing solution, washing solution, washing solution, washing solution, Zinc Compound Solution, Water, Water, Water, Water, Water, Water, Water, Water, Water, Water, Water, Water, Water, Water, Water, Water, Water, Water, Water, Water, Water, Water, Water, Water, drainage | [5 empty] | yes
138 | цкб п99199-300-03 dn 300.0 mm pd 1.0 mpa td 60 oc вода промконтура/intermediate circuit water dn 300.0 мм рр 1.0 мпа тр 60 ос | 40pgb83aa002 | carbon steel with protection flanges - carbon steelCSер.SS с вкладышем | , 4/ ii | вне оболочки; среда- вода промконтура (обессоленная вода с добавлением ингибиторов коррозии-тринатрий фосфат); угл. сталь с вкладышем ответные фланцы- угл. сталь; конструкция соосная; l=142 мм; h=640 мм; разделка кромок патрубков: тип разделки- 1-24-1(с-24-1) dn х s,мм- 325x8 др,мм- 311(+0,52); tср 25 с, не более; стяжное (межфланцевое), между ответными фланцами под приварку к трубопроводу и крепежом, поставляемыми комплектно outside containment; media- waterintermediate circuit (demineralized waterwith addition ofinhibitors of corrosion-trisodium phosphate); insert cs returm flanges- cs; co-axial structure; l=142 mm; h=640 mm; nozzle edge preparation: type- 1-24-1(s-24-1) dn х s,mm- 325x8 др,mm- 311(+0,52); time of actuation 25 s, not above; tightening connection (inter-flange), between counter-flanges for welding to pipeline and fastener supplied in completion with equipment | qnc | 1 | Butterfly valve | 106 | pcs. шт. |  | затвор дисковый цкб п99199-300-03 маткорп=сталь углеродистая 25л dn=300 p=1мпа рабср=вода промконтура спосприсоед=межфланцевый с ответными фланцами спосупр=встроенный электропривод tрасч=60 °с прив=мэоф-250/25-0.25м-97ка pприв=430вт 4 н ii с крепежом и прокладками ту 3741-056-34390194-2004 | 2.исуп.9183866 | t3/iii | 1041694 | 40uqa-основная насосная станция /main pumping station | 2020-10-17 00:00:00 | 106 | 0 | 0 | 0 | 9(ож1)/iii |  | 110.7.155.16 | 1602 | 2.1814 | tu 3741-056-34390194-2004 ту 3741-056-34390194-2004; r01.kk34.0.0.sr.tt.wd001; дтт | 1 |  | , Manual, Hydraulic, BS, self-operated, Pneumatic | yes |  | Acid, Acid, Acid, Aggressive water, Aggressive water, Aggressive water, Air, Air, Alkali, Alkali, Alkali, Alkali solution, Ammonia, Ammonia solution, Blowdown water, Boric acid solution, Boric acid solution, Boric acid solution, Boric acid solution, Boric acid solution, Boric acid solution, Boric acid solution, Boric concentrate, Boric concentrate, bottoms liquid, caustic soda, Chemical, Chilled water, Chilled water, coagulant, coagulant solution, Compressed air, Condensate, Condensate, Condensate, Condensate, Condensate, Condensate, Decontamination solution, Decontamination solution, Desalted water, Desalted water, Distillate, Distillate, Ethanolamine solution, Feed water, Feed water, Gas, Gas mixture, Gas mixture, Hydrazine hydrate, Hydrazine solution, Hydrogen, LCQ-2 filter regeneration solutions, Mains water, Mains water, Nitric acid, Nitric acid solution, Nitrogen, Nitrogen, oil, Overheated water, oxygen, phosphate solution, primary coolant, primary coolant, primary coolant, primary coolant, Pulp, radioactive gas, radioactive gas, radioactive gas, radioactive gas, radioactive liquid, reagents, reagents, Sea water, slime, slurry water, Sodium hydroxide, Steam, Steam, Steam, Steam-air mixture, Steam-water mixture, Steam-water mixture, Steam-water mixture, sulphuric acid, sulphuric acid, washing solution, washing solution, washing solution, washing solution, Zinc Compound Solution, Water, Water, Water, Water, Water, Water, Water, Water, Water, Water, Water, Water, Water, Water, Water, Water, Water, Water, Water, Water, Water, Water, Water, Water, drainage | [5 empty] | yes
139 | цкб р99507-400-01 dn 400.0 mm pd 1.0 mpa td 60 oc вода промконтура /intermediate circuit water dn 400.0 мм рр 1.0 мпа тр 60 ос | 40pgb12aa001 | carbon steel with protection flanges - carbon steelCSер.SS с вкладышем | , 4/ ii | вне оболочки;угл. сталь с вкладышем ответные фланцы- угл. сталь; конструкция соосная; l=178 мм; h=865 мм; разделка кромок патрубков: тип разделки- 1-24-1(с-24-1) dn х s, мм- 426x9, др,мм- 410(+0,63) ; tср 25 с, не более; стяжное (межфланцевое), между ответными фланцами под приварку к трубопроводу и крепежом, поставляемыми комплектно outside containment;insert cs returm flanges- cs; co-axial structure; l=178 mm; h=865 mm; nozzle edge preparation: type- 1-24-1(s-24-1) dn х s, mm- 426x9, др,mm- 410(+0,63) ; time of actuation 25 s, not above; tightening connection (inter-flange), between counter-flanges for welding to pipeline and fastener supplied in completion with equipment | qnc | 1 | Butterfly valve | 340 | pcs. шт. |  | затвор дисковый цкб р99507-400-01 маткорп=сталь углеродистая 25л dn=400 p=1мпа рабср=вода промконтура спосприсоед=межфланцевый с ответными фланцами спосупр=встроенный электропривод tрасч=60 °с прив=мэоф-1600/25-0.25м-01ка pприв=400вт 4 н ii с крепежом и прокладками ту 3741-056-34390194-2004 | 2.исуп.9183867 | t3/iii | 1041646 | 40uqa-основная насосная станция /main pumping station | 2020-10-23 00:00:00 | 340 | 0 | 0 | 0 | 9(ож1)/iii |  | 110.7.155.1 | 1603 | 2.1798 | tu 3741-056-34390194-2004 ту 3741-056-34390194-2004; r01.kk34.0.0.sr.tt.wd001; дтт | 1 |  | , Manual, Hydraulic, BS, self-operated, Pneumatic | yes |  | Acid, Acid, Acid, Aggressive water, Aggressive water, Aggressive water, Air, Air, Alkali, Alkali, Alkali, Alkali solution, Ammonia, Ammonia solution, Blowdown water, Boric acid solution, Boric acid solution, Boric acid solution, Boric acid solution, Boric acid solution, Boric acid solution, Boric acid solution, Boric concentrate, Boric concentrate, bottoms liquid, caustic soda, Chemical, Chilled water, Chilled water, coagulant, coagulant solution, Compressed air, Condensate, Condensate, Condensate, Condensate, Condensate, Condensate, Decontamination solution, Decontamination solution, Desalted water, Desalted water, Distillate, Distillate, Ethanolamine solution, Feed water, Feed water, Gas, Gas mixture, Gas mixture, Hydrazine hydrate, Hydrazine solution, Hydrogen, LCQ-2 filter regeneration solutions, Mains water, Mains water, Nitric acid, Nitric acid solution, Nitrogen, Nitrogen, oil, Overheated water, oxygen, phosphate solution, primary coolant, primary coolant, primary coolant, primary coolant, Pulp, radioactive gas, radioactive gas, radioactive gas, radioactive gas, radioactive liquid, reagents, reagents, Sea water, slime, slurry water, Sodium hydroxide, Steam, Steam, Steam, Steam-air mixture, Steam-water mixture, Steam-water mixture, Steam-water mixture, sulphuric acid, sulphuric acid, washing solution, washing solution, washing solution, washing solution, Zinc Compound Solution, Water, Water, Water, Water, Water, Water, Water, Water, Water, Water, Water, Water, Water, Water, Water, Water, Water, Water, Water, Water, Water, Water, Water, Water, drainage | [5 empty] | yes
140 | цкб р99507-400-01 dn 400.0 mm pd 1.0 mpa td 60 oc вода промконтура /intermediate circuit water dn 400.0 мм рр 1.0 мпа тр 60 ос | 40pgb13aa001 | carbon steel with protection flanges - carbon steelCSер.SS с вкладышем | , 4/ ii | вне оболочки;угл. сталь с вкладышем ответные фланцы- угл. сталь; конструкция соосная; l=178 мм; h=865 мм; разделка кромок патрубков: тип разделки- 1-24-1(с-24-1) dn х s, мм- 426x9, др,мм- 410(+0,63) ; tср 25 с, не более; стяжное (межфланцевое), между ответными фланцами под приварку к трубопроводу и крепежом, поставляемыми комплектно outside containment;insert cs returm flanges- cs; co-axial structure; l=178 mm; h=865 mm; nozzle edge preparation: type- 1-24-1(s-24-1) dn х s, mm- 426x9, др,mm- 410(+0,63) ; time of actuation 25 s, not above; tightening connection (inter-flange), between counter-flanges for welding to pipeline and fastener supplied in completion with equipment | qnc | 1 | Butterfly valve | 340 | pcs. шт. |  | затвор дисковый цкб р99507-400-01 маткорп=сталь углеродистая 25л dn=400 p=1мпа рабср=вода промконтура спосприсоед=межфланцевый с ответными фланцами спосупр=встроенный электропривод tрасч=60 °с прив=мэоф-1600/25-0.25м-01ка pприв=400вт 4 н ii с крепежом и прокладками ту 3741-056-34390194-2004 | 2.исуп.9183868 | t3/iii | 1041646 | 40uqa-основная насосная станция /main pumping station | 2020-10-23 00:00:00 | 340 | 0 | 0 | 0 | 9(ож1)/iii |  | 110.7.155.1 | 1604 | 2.1798 | tu 3741-056-34390194-2004 ту 3741-056-34390194-2004; r01.kk34.0.0.sr.tt.wd001; дтт | 1 |  | , Manual, Hydraulic, BS, self-operated, Pneumatic | yes |  | Acid, Acid, Acid, Aggressive water, Aggressive water, Aggressive water, Air, Air, Alkali, Alkali, Alkali, Alkali solution, Ammonia, Ammonia solution, Blowdown water, Boric acid solution, Boric acid solution, Boric acid solution, Boric acid solution, Boric acid solution, Boric acid solution, Boric acid solution, Boric concentrate, Boric concentrate, bottoms liquid, caustic soda, Chemical, Chilled water, Chilled water, coagulant, coagulant solution, Compressed air, Condensate, Condensate, Condensate, Condensate, Condensate, Condensate, Decontamination solution, Decontamination solution, Desalted water, Desalted water, Distillate, Distillate, Ethanolamine solution, Feed water, Feed water, Gas, Gas mixture, Gas mixture, Hydrazine hydrate, Hydrazine solution, Hydrogen, LCQ-2 filter regeneration solutions, Mains water, Mains water, Nitric acid, Nitric acid solution, Nitrogen, Nitrogen, oil, Overheated water, oxygen, phosphate solution, primary coolant, primary coolant, primary coolant, primary coolant, Pulp, radioactive gas, radioactive gas, radioactive gas, radioactive gas, radioactive liquid, reagents, reagents, Sea water, slime, slurry water, Sodium hydroxide, Steam, Steam, Steam, Steam-air mixture, Steam-water mixture, Steam-water mixture, Steam-water mixture, sulphuric acid, sulphuric acid, washing solution, washing solution, washing solution, washing solution, Zinc Compound Solution, Water, Water, Water, Water, Water, Water, Water, Water, Water, Water, Water, Water, Water, Water, Water, Water, Water, Water, Water, Water, Water, Water, Water, Water, drainage | [5 empty] | yes
141 | цкб р99507-400-01 dn 400.0 mm pd 1.0 mpa td 60 oc обессоленная вода /demineralized water dn 400.0 мм рр 1.0 мпа тр 60 ос | 40pgb81aa001 | carbon steel with protection flanges - carbon steelCSер.SS с вкладышем | , 4/ ii | вне оболочки; угл. сталь с вкладышем ответные фланцы- угл. сталь; l=178 мм; h=865 мм; разделка кромок патрубков: тип разделки- 1-24-1(с-24-1) dn х s,мм- 426x9 др,мм- 410(+0,63); конструкция соосна; tср 25 с, не более; стяжное (межфланцевое), между ответными фланцами под приварку к трубопроводу и крепежом, поставляемыми комплектно outside containment; insert cs returm flanges- cs; l=178 mm; h=865 mm; nozzle edge preparation: type- 1-24-1(s-24-1) dn х s,mm- 426x9 др,mm- 410(+0,63); structure co-axial; time of actuation 25 s, not above; tightening connection (inter-flange), between counter-flanges for welding to pipeline and fastener supplied in completion with equipment | qnc | 1 | Butterfly valve | 340 | pcs. шт. |  | затвор дисковый цкб р99507-400-01 маткорп=сталь углеродистая 25л dn=400 p=1мпа рабср=вода промконтура спосприсоед=межфланцевый с ответными фланцами спосупр=встроенный электропривод tрасч=60 °с прив=мэоф-1600/25-0.25м-01ка pприв=400вт 4 н ii с крепежом и прокладками ту 3741-056-34390194-2004 | 2.исуп.9183869 | t3/iii | 1041646 | 40uqa-основная насосная станция /main pumping station | 2020-10-17 00:00:00 | 340 | 0 | 0 | 0 | 9(ож1)/iii |  | 110.7.155.4 | 1605 | 2.1800 | tu 3741-056-34390194-2004 ту 3741-056-34390194-2004; r01.kk34.0.0.sr.tt.wd001; дтт | 1 |  | , Manual, Hydraulic, BS, self-operated, Pneumatic | yes |  | Acid, Acid, Acid, Aggressive water, Aggressive water, Aggressive water, Air, Air, Alkali, Alkali, Alkali, Alkali solution, Ammonia, Ammonia solution, Blowdown water, Boric acid solution, Boric acid solution, Boric acid solution, Boric acid solution, Boric acid solution, Boric acid solution, Boric acid solution, Boric concentrate, Boric concentrate, bottoms liquid, caustic soda, Chemical, Chilled water, Chilled water, coagulant, coagulant solution, Compressed air, Condensate, Condensate, Condensate, Condensate, Condensate, Condensate, Decontamination solution, Decontamination solution, Desalted water, Desalted water, Distillate, Distillate, Ethanolamine solution, Feed water, Feed water, Gas, Gas mixture, Gas mixture, Hydrazine hydrate, Hydrazine solution, Hydrogen, LCQ-2 filter regeneration solutions, Mains water, Mains water, Nitric acid, Nitric acid solution, Nitrogen, Nitrogen, oil, Overheated water, oxygen, phosphate solution, primary coolant, primary coolant, primary coolant, primary coolant, Pulp, radioactive gas, radioactive gas, radioactive gas, radioactive gas, radioactive liquid, reagents, reagents, Sea water, slime, slurry water, Sodium hydroxide, Steam, Steam, Steam, Steam-air mixture, Steam-water mixture, Steam-water mixture, Steam-water mixture, sulphuric acid, sulphuric acid, washing solution, washing solution, washing solution, washing solution, Zinc Compound Solution, Water, Water, Water, Water, Water, Water, Water, Water, Water, Water, Water, Water, Water, Water, Water, Water, Water, Water, Water, Water, Water, Water, Water, Water, drainage | [5 empty] | yes
142 | цкб р99507-400-01 dn 400.0 mm pd 1.0 mpa td 60 oc обессоленная вода /demineralized water dn 400.0 мм рр 1.0 мпа тр 60 ос | 40pgb82aa001 | carbon steel with protection flanges - carbon steelCSер.SS с вкладышем | , 4/ ii | вне оболочки; угл. сталь с вкладышем ответные фланцы- угл. сталь; l=178 мм; h=865 мм; разделка кромок патрубков: тип разделки- 1-24-1(с-24-1) dn х s,мм- 426x9 др,мм- 410(+0,63); конструкция соосна; tср 25 с, не более; стяжное (межфланцевое), между ответными фланцами под приварку к трубопроводу и крепежом, поставляемыми комплектно outside containment; insert cs returm flanges- cs; l=178 mm; h=865 mm; nozzle edge preparation: type- 1-24-1(s-24-1) dn х s,mm- 426x9 др,mm- 410(+0,63); structure co-axial; time of actuation 25 s, not above; tightening connection (inter-flange), between counter-flanges for welding to pipeline and fastener supplied in completion with equipment | qnc | 1 | Butterfly valve | 340 | pcs. шт. |  | затвор дисковый цкб р99507-400-01 маткорп=сталь углеродистая 25л dn=400 p=1мпа рабср=вода промконтура спосприсоед=межфланцевый с ответными фланцами спосупр=встроенный электропривод tрасч=60 °с прив=мэоф-1600/25-0.25м-01ка pприв=400вт 4 н ii с крепежом и прокладками ту 3741-056-34390194-2004 | 2.исуп.9183870 | t3/iii | 1041646 | 40uqa-основная насосная станция /main pumping station | 2020-10-17 00:00:00 | 340 | 0 | 0 | 0 | 9(ож1)/iii |  | 110.7.155.4 | 1606 | 2.1800 | tu 3741-056-34390194-2004 ту 3741-056-34390194-2004; r01.kk34.0.0.sr.tt.wd001; дтт | 1 |  | , Manual, Hydraulic, BS, self-operated, Pneumatic | yes |  | Acid, Acid, Acid, Aggressive water, Aggressive water, Aggressive water, Air, Air, Alkali, Alkali, Alkali, Alkali solution, Ammonia, Ammonia solution, Blowdown water, Boric acid solution, Boric acid solution, Boric acid solution, Boric acid solution, Boric acid solution, Boric acid solution, Boric acid solution, Boric concentrate, Boric concentrate, bottoms liquid, caustic soda, Chemical, Chilled water, Chilled water, coagulant, coagulant solution, Compressed air, Condensate, Condensate, Condensate, Condensate, Condensate, Condensate, Decontamination solution, Decontamination solution, Desalted water, Desalted water, Distillate, Distillate, Ethanolamine solution, Feed water, Feed water, Gas, Gas mixture, Gas mixture, Hydrazine hydrate, Hydrazine solution, Hydrogen, LCQ-2 filter regeneration solutions, Mains water, Mains water, Nitric acid, Nitric acid solution, Nitrogen, Nitrogen, oil, Overheated water, oxygen, phosphate solution, primary coolant, primary coolant, primary coolant, primary coolant, Pulp, radioactive gas, radioactive gas, radioactive gas, radioactive gas, radioactive liquid, reagents, reagents, Sea water, slime, slurry water, Sodium hydroxide, Steam, Steam, Steam, Steam-air mixture, Steam-water mixture, Steam-water mixture, Steam-water mixture, sulphuric acid, sulphuric acid, washing solution, washing solution, washing solution, washing solution, Zinc Compound Solution, Water, Water, Water, Water, Water, Water, Water, Water, Water, Water, Water, Water, Water, Water, Water, Water, Water, Water, Water, Water, Water, Water, Water, Water, drainage | [5 empty] | yes
143 | цкб р99507-400-01 dn 400.0 mm pd 1.0 mpa td 60 oc обессоленная вода /demineralized water dn 400.0 мм рр 1.0 мпа тр 60 ос | 40pgb83aa001 | carbon steel with protection flanges - carbon steelCSер.SS с вкладышем | , 4/ ii | вне оболочки; угл. сталь с вкладышем ответные фланцы- угл. сталь; l=178 мм; h=865 мм; разделка кромок патрубков: тип разделки- 1-24-1(с-24-1) dn х s,мм- 426x9 др,мм- 410(+0,63); конструкция соосна; tср 25 с, не более; стяжное (межфланцевое), между ответными фланцами под приварку к трубопроводу и крепежом, поставляемыми комплектно outside containment; insert cs returm flanges- cs; l=178 mm; h=865 mm; nozzle edge preparation: type- 1-24-1(s-24-1) dn х s,mm- 426x9 др,mm- 410(+0,63); structure co-axial; time of actuation 25 s, not above; tightening connection (inter-flange), between counter-flanges for welding to pipeline and fastener supplied in completion with equipment | qnc | 1 | Butterfly valve | 340 | pcs. шт. |  | затвор дисковый цкб р99507-400-01 маткорп=сталь углеродистая 25л dn=400 p=1мпа рабср=вода промконтура спосприсоед=межфланцевый с ответными фланцами спосупр=встроенный электропривод tрасч=60 °с прив=мэоф-1600/25-0.25м-01ка pприв=400вт 4 н ii с крепежом и прокладками ту 3741-056-34390194-2004 | 2.исуп.9183871 | t3/iii | 1041646 | 40uqa-основная насосная станция /main pumping station | 2020-10-17 00:00:00 | 340 | 0 | 0 | 0 | 9(ож1)/iii |  | 110.7.155.4 | 1607 | 2.1800 | tu 3741-056-34390194-2004 ту 3741-056-34390194-2004; r01.kk34.0.0.sr.tt.wd001; дтт | 1 |  | , Manual, Hydraulic, BS, self-operated, Pneumatic | yes |  | Acid, Acid, Acid, Aggressive water, Aggressive water, Aggressive water, Air, Air, Alkali, Alkali, Alkali, Alkali solution, Ammonia, Ammonia solution, Blowdown water, Boric acid solution, Boric acid solution, Boric acid solution, Boric acid solution, Boric acid solution, Boric acid solution, Boric acid solution, Boric concentrate, Boric concentrate, bottoms liquid, caustic soda, Chemical, Chilled water, Chilled water, coagulant, coagulant solution, Compressed air, Condensate, Condensate, Condensate, Condensate, Condensate, Condensate, Decontamination solution, Decontamination solution, Desalted water, Desalted water, Distillate, Distillate, Ethanolamine solution, Feed water, Feed water, Gas, Gas mixture, Gas mixture, Hydrazine hydrate, Hydrazine solution, Hydrogen, LCQ-2 filter regeneration solutions, Mains water, Mains water, Nitric acid, Nitric acid solution, Nitrogen, Nitrogen, oil, Overheated water, oxygen, phosphate solution, primary coolant, primary coolant, primary coolant, primary coolant, Pulp, radioactive gas, radioactive gas, radioactive gas, radioactive gas, radioactive liquid, reagents, reagents, Sea water, slime, slurry water, Sodium hydroxide, Steam, Steam, Steam, Steam-air mixture, Steam-water mixture, Steam-water mixture, Steam-water mixture, sulphuric acid, sulphuric acid, washing solution, washing solution, washing solution, washing solution, Zinc Compound Solution, Water, Water, Water, Water, Water, Water, Water, Water, Water, Water, Water, Water, Water, Water, Water, Water, Water, Water, Water, Water, Water, Water, Water, Water, drainage | [5 empty] | yes
144 | цкб к99501-400 dn 400.0 mm pd 1.0 mpa td 60 oc морская вода/see water dn 400.0 мм рр 1.0 мпа тр 60 ос | 40pas11aa002 | SS+NP | , 4/ ii | вне оболочки; конструкция соосная; l=298 мм; h=925 мм; разделка кромок патрубков: тип разделки-1-24-1(с-24-1) dn х s,мм- 426х9 др,мм- 410(+0,63); tср 150 с, не более; стяжное (межфланцевое), между ответными фланцами под приварку к трубопроводу и крепежом, поставляемыми комплектно outside containment; co-axial structure; l=298 mm; h=925 mm; nozzle edge preparation: type-1-24-1(s-24-1) dn х s,mm- 426х9 др,mm- 410(+0,63); time of actuation 150 s, not above; tightening connection (inter-flange), between counter-flanges for welding to pipeline and fastener supplied in completion with equipment | qnc | 1 | Butterfly valve | 235 | pcs. шт. |  | затвор дисковый цкб к99501-400 маткорп=сталь нержавеющая 10х17н13м3т dn=400 p=1мпа рабср=вода морская tрабср=до 60°с спосприсоед=межфланцевый с ответными фланцами спосупр=встроенный электропривод прив=2-пм-25 pприв=0.025квт 4 н ii т 3 iii ту 3742-044-34390194-2004 | 2.исуп.9183906 | t3/iii | 1037307 | 40uma - здание турбины /turbine hall | 2020-02-20 00:00:00 | 235 | 0 | 0 | 0 | 9(ож1)/iii |  | 110.7.155.14 | 1608 | 2.1810 | tu ту 3742-044-34390194-2004; r01.kk34.0.0.sr.tt.wd001; дтт | 1 |  | , Manual, Hydraulic, BS, self-operated, Pneumatic | yes |  | Acid, Acid, Acid, Aggressive water, Aggressive water, Aggressive water, Air, Air, Alkali, Alkali, Alkali, Alkali solution, Ammonia, Ammonia solution, Blowdown water, Boric acid solution, Boric acid solution, Boric acid solution, Boric acid solution, Boric acid solution, Boric acid solution, Boric acid solution, Boric concentrate, Boric concentrate, bottoms liquid, caustic soda, Chemical, Chilled water, Chilled water, coagulant, coagulant solution, Compressed air, Condensate, Condensate, Condensate, Condensate, Condensate, Condensate, Decontamination solution, Decontamination solution, Desalted water, Desalted water, Distillate, Distillate, Ethanolamine solution, Feed water, Feed water, Gas, Gas mixture, Gas mixture, Hydrazine hydrate, Hydrazine solution, Hydrogen, LCQ-2 filter regeneration solutions, Mains water, Mains water, Nitric acid, Nitric acid solution, Nitrogen, Nitrogen, oil, Overheated water, oxygen, phosphate solution, primary coolant, primary coolant, primary coolant, primary coolant, Pulp, radioactive gas, radioactive gas, radioactive gas, radioactive gas, radioactive liquid, reagents, reagents, Sea water, slime, slurry water, Sodium hydroxide, Steam, Steam, Steam, Steam-air mixture, Steam-water mixture, Steam-water mixture, Steam-water mixture, sulphuric acid, sulphuric acid, washing solution, washing solution, washing solution, washing solution, Zinc Compound Solution, Water, Water, Water, Water, Water, Water, Water, Water, Water, Water, Water, Water, Water, Water, Water, Water, Water, Water, Water, Water, Water, Water, Water, Water, drainage | [5 empty] | yes
145 | цкб к99501-400 dn 400.0 mm pd 1.0 mpa td 60 oc морская вода/see water dn 400.0 мм рр 1.0 мпа тр 60 ос | 40pas12aa002 | SS+NP | , 4/ ii | вне оболочки; конструкция соосная; l=298 мм; h=925 мм; разделка кромок патрубков: тип разделки-1-24-1(с-24-1) dn х s,мм- 426х9 др,мм- 410(+0,63); tср 150 с, не более; стяжное (межфланцевое), между ответными фланцами под приварку к трубопроводу и крепежом, поставляемыми комплектно outside containment; co-axial structure; l=298 mm; h=925 mm; nozzle edge preparation: type-1-24-1(s-24-1) dn х s,mm- 426х9 др,mm- 410(+0,63); time of actuation 150 s, not above; tightening connection (inter-flange), between counter-flanges for welding to pipeline and fastener supplied in completion with equipment | qnc | 1 | Butterfly valve | 235 | pcs. шт. |  | затвор дисковый цкб к99501-400 маткорп=сталь нержавеющая 10х17н13м3т dn=400 p=1мпа рабср=вода морская tрабср=до 60°с спосприсоед=межфланцевый с ответными фланцами спосупр=встроенный электропривод прив=2-пм-25 pприв=0.025квт 4 н ii т 3 iii ту 3742-044-34390194-2004 | 2.исуп.9183907 | t3/iii | 1037307 | 40uma - здание турбины /turbine hall | 2020-02-20 00:00:00 | 235 | 0 | 0 | 0 | 9(ож1)/iii |  | 110.7.155.14 | 1609 | 2.1810 | tu ту 3742-044-34390194-2004; r01.kk34.0.0.sr.tt.wd001; дтт | 1 |  | , Manual, Hydraulic, BS, self-operated, Pneumatic | yes |  | Acid, Acid, Acid, Aggressive water, Aggressive water, Aggressive water, Air, Air, Alkali, Alkali, Alkali, Alkali solution, Ammonia, Ammonia solution, Blowdown water, Boric acid solution, Boric acid solution, Boric acid solution, Boric acid solution, Boric acid solution, Boric acid solution, Boric acid solution, Boric concentrate, Boric concentrate, bottoms liquid, caustic soda, Chemical, Chilled water, Chilled water, coagulant, coagulant solution, Compressed air, Condensate, Condensate, Condensate, Condensate, Condensate, Condensate, Decontamination solution, Decontamination solution, Desalted water, Desalted water, Distillate, Distillate, Ethanolamine solution, Feed water, Feed water, Gas, Gas mixture, Gas mixture, Hydrazine hydrate, Hydrazine solution, Hydrogen, LCQ-2 filter regeneration solutions, Mains water, Mains water, Nitric acid, Nitric acid solution, Nitrogen, Nitrogen, oil, Overheated water, oxygen, phosphate solution, primary coolant, primary coolant, primary coolant, primary coolant, Pulp, radioactive gas, radioactive gas, radioactive gas, radioactive gas, radioactive liquid, reagents, reagents, Sea water, slime, slurry water, Sodium hydroxide, Steam, Steam, Steam, Steam-air mixture, Steam-water mixture, Steam-water mixture, Steam-water mixture, sulphuric acid, sulphuric acid, washing solution, washing solution, washing solution, washing solution, Zinc Compound Solution, Water, Water, Water, Water, Water, Water, Water, Water, Water, Water, Water, Water, Water, Water, Water, Water, Water, Water, Water, Water, Water, Water, Water, Water, drainage | [5 empty] | yes
146 | цкб к99501-400 dn 400.0 mm pd 1.0 mpa td 60 oc морская вода/see water dn 400.0 мм рр 1.0 мпа тр 60 ос | 40pas13aa002 | SS+NP | , 4/ ii | вне оболочки; конструкция соосная; l=298 мм; h=925 мм; разделка кромок патрубков: тип разделки-1-24-1(с-24-1) dn х s,мм- 426х9 др,мм- 410(+0,63); tср 150 с, не более; стяжное (межфланцевое), между ответными фланцами под приварку к трубопроводу и крепежом, поставляемыми комплектно outside containment; co-axial structure; l=298 mm; h=925 mm; nozzle edge preparation: type-1-24-1(s-24-1) dn х s,mm- 426х9 др,mm- 410(+0,63); time of actuation 150 s, not above; tightening connection (inter-flange), between counter-flanges for welding to pipeline and fastener supplied in completion with equipment | qnc | 1 | Butterfly valve | 235 | pcs. шт. |  | затвор дисковый цкб к99501-400 маткорп=сталь нержавеющая 10х17н13м3т dn=400 p=1мпа рабср=вода морская tрабср=до 60°с спосприсоед=межфланцевый с ответными фланцами спосупр=встроенный электропривод прив=2-пм-25 pприв=0.025квт 4 н ii т 3 iii ту 3742-044-34390194-2004 | 2.исуп.9183908 | t3/iii | 1037307 | 40uma - здание турбины /turbine hall | 2020-02-20 00:00:00 | 235 | 0 | 0 | 0 | 9(ож1)/iii |  | 110.7.155.14 | 1610 | 2.1810 | tu ту 3742-044-34390194-2004; r01.kk34.0.0.sr.tt.wd001; дтт | 1 |  | , Manual, Hydraulic, BS, self-operated, Pneumatic | yes |  | Acid, Acid, Acid, Aggressive water, Aggressive water, Aggressive water, Air, Air, Alkali, Alkali, Alkali, Alkali solution, Ammonia, Ammonia solution, Blowdown water, Boric acid solution, Boric acid solution, Boric acid solution, Boric acid solution, Boric acid solution, Boric acid solution, Boric acid solution, Boric concentrate, Boric concentrate, bottoms liquid, caustic soda, Chemical, Chilled water, Chilled water, coagulant, coagulant solution, Compressed air, Condensate, Condensate, Condensate, Condensate, Condensate, Condensate, Decontamination solution, Decontamination solution, Desalted water, Desalted water, Distillate, Distillate, Ethanolamine solution, Feed water, Feed water, Gas, Gas mixture, Gas mixture, Hydrazine hydrate, Hydrazine solution, Hydrogen, LCQ-2 filter regeneration solutions, Mains water, Mains water, Nitric acid, Nitric acid solution, Nitrogen, Nitrogen, oil, Overheated water, oxygen, phosphate solution, primary coolant, primary coolant, primary coolant, primary coolant, Pulp, radioactive gas, radioactive gas, radioactive gas, radioactive gas, radioactive liquid, reagents, reagents, Sea water, slime, slurry water, Sodium hydroxide, Steam, Steam, Steam, Steam-air mixture, Steam-water mixture, Steam-water mixture, Steam-water mixture, sulphuric acid, sulphuric acid, washing solution, washing solution, washing solution, washing solution, Zinc Compound Solution, Water, Water, Water, Water, Water, Water, Water, Water, Water, Water, Water, Water, Water, Water, Water, Water, Water, Water, Water, Water, Water, Water, Water, Water, drainage | [5 empty] | yes
147 | цкб к99501-400 dn 400.0 mm pd 1.0 mpa td 60 oc морская вода/see water dn 400.0 мм рр 1.0 мпа тр 60 ос | 40pas14aa002 | SS+NP | , 4/ ii | вне оболочки; конструкция соосная; l=298 мм; h=925 мм; разделка кромок патрубков: тип разделки-1-24-1(с-24-1) dn х s,мм- 426х9 др,мм- 410(+0,63); tср 150 с, не более; стяжное (межфланцевое), между ответными фланцами под приварку к трубопроводу и крепежом, поставляемыми комплектно outside containment; co-axial structure; l=298 mm; h=925 mm; nozzle edge preparation: type-1-24-1(s-24-1) dn х s,mm- 426х9 др,mm- 410(+0,63); time of actuation 150 s, not above; tightening connection (inter-flange), between counter-flanges for welding to pipeline and fastener supplied in completion with equipment | qnc | 1 | Butterfly valve | 235 | pcs. шт. |  | затвор дисковый цкб к99501-400 маткорп=сталь нержавеющая 10х17н13м3т dn=400 p=1мпа рабср=вода морская tрабср=до 60°с спосприсоед=межфланцевый с ответными фланцами спосупр=встроенный электропривод прив=2-пм-25 pприв=0.025квт 4 н ii т 3 iii ту 3742-044-34390194-2004 | 2.исуп.9183909 | t3/iii | 1037307 | 40uma - здание турбины /turbine hall | 2020-02-20 00:00:00 | 235 | 0 | 0 | 0 | 9(ож1)/iii |  | 110.7.155.14 | 1611 | 2.1810 | tu ту 3742-044-34390194-2004; r01.kk34.0.0.sr.tt.wd001; дтт | 1 |  | , Manual, Hydraulic, BS, self-operated, Pneumatic | yes |  | Acid, Acid, Acid, Aggressive water, Aggressive water, Aggressive water, Air, Air, Alkali, Alkali, Alkali, Alkali solution, Ammonia, Ammonia solution, Blowdown water, Boric acid solution, Boric acid solution, Boric acid solution, Boric acid solution, Boric acid solution, Boric acid solution, Boric acid solution, Boric concentrate, Boric concentrate, bottoms liquid, caustic soda, Chemical, Chilled water, Chilled water, coagulant, coagulant solution, Compressed air, Condensate, Condensate, Condensate, Condensate, Condensate, Condensate, Decontamination solution, Decontamination solution, Desalted water, Desalted water, Distillate, Distillate, Ethanolamine solution, Feed water, Feed water, Gas, Gas mixture, Gas mixture, Hydrazine hydrate, Hydrazine solution, Hydrogen, LCQ-2 filter regeneration solutions, Mains water, Mains water, Nitric acid, Nitric acid solution, Nitrogen, Nitrogen, oil, Overheated water, oxygen, phosphate solution, primary coolant, primary coolant, primary coolant, primary coolant, Pulp, radioactive gas, radioactive gas, radioactive gas, radioactive gas, radioactive liquid, reagents, reagents, Sea water, slime, slurry water, Sodium hydroxide, Steam, Steam, Steam, Steam-air mixture, Steam-water mixture, Steam-water mixture, Steam-water mixture, sulphuric acid, sulphuric acid, washing solution, washing solution, washing solution, washing solution, Zinc Compound Solution, Water, Water, Water, Water, Water, Water, Water, Water, Water, Water, Water, Water, Water, Water, Water, Water, Water, Water, Water, Water, Water, Water, Water, Water, drainage | [5 empty] | yes
148 | тип определяется поставщиком в соответствии с заданными параметрами в столбце 21/type to be defined by vendor with assigned parameters in column 21 dn 350.0 mm pd 1.0 mpa td 60 oc морская вода/see water dn 350.0 мм рр 1.0 мпа тр 60 ос | 40pas21aa001 | SS+NP | , 4/ ii | вне оболочки; по типу цкб к99501-400-01 (тип определяется поставщиком в соответствии с заданными параметрами); среда-морская вода; 10x17h13мзт (с протекторной защитой). ответн. флан.- угл.ст; tср 150 с, не более конструкция соосная; l=298 мм; h=925 мм; разделка кромок патрубков: тип разделки-1-24-1(с-24-1) dn х s,мм- 426х9 др,мм- 410(+0,63); стяжное (межфланцевое), между ответными фланцами под приварку к трубопроводу и крепежом, поставляемыми комплектно outside containment; as per type цкб к99501-400-01 (type to be defined by vendor with assigned parameters); media-sea water; 10x17h13mзт (with cathodic protection). return flange- cs time of actuation 150 s, not above co-axial structure; l=298 mm; h=925 mm; nozzle edge preparation: type-1-24-1(s-24-1) dn х s,mm- 426х9 др,mm- 410(+0,63); tightening connection (inter-flange), between counter-flanges for welding to pipeline and fastener supplied in completion with equipment | qnc | 1 | Butterfly valve | 230 | pcs. шт. |  | затвор дисковый цкб к99501-400-01 маткорп=сталь нержавеющая 10х17н13м3т dn=350 p=1мпа рабср=вода морская tрабср=до 60 °с спосприсоед=межфланцевый с ответными фланцами спосупр=встроенный электропривод прив=2-пм-25 dc48-11.9/15.9 т3 pприв=0.025квт 4 н ii т 3 iii ту 3742-044-34390194-2004 | 2.исуп.9183910 | t3/iii | 1041136 | 40uma - здание турбины /turbine hall | 2020-02-20 00:00:00 | 230 | 0 | 0 | 0 | 9(ож1)/iii |  | 110.7.155.15 | 1612 | 2.1812 | tu ту 3742-044-34390194-2004; r01.kk34.0.0.sr.tt.wd001; дтт | 1 |  | , Manual, Hydraulic, BS, self-operated, Pneumatic | yes |  | Acid, Acid, Acid, Aggressive water, Aggressive water, Aggressive water, Air, Air, Alkali, Alkali, Alkali, Alkali solution, Ammonia, Ammonia solution, Blowdown water, Boric acid solution, Boric acid solution, Boric acid solution, Boric acid solution, Boric acid solution, Boric acid solution, Boric acid solution, Boric concentrate, Boric concentrate, bottoms liquid, caustic soda, Chemical, Chilled water, Chilled water, coagulant, coagulant solution, Compressed air, Condensate, Condensate, Condensate, Condensate, Condensate, Condensate, Decontamination solution, Decontamination solution, Desalted water, Desalted water, Distillate, Distillate, Ethanolamine solution, Feed water, Feed water, Gas, Gas mixture, Gas mixture, Hydrazine hydrate, Hydrazine solution, Hydrogen, LCQ-2 filter regeneration solutions, Mains water, Mains water, Nitric acid, Nitric acid solution, Nitrogen, Nitrogen, oil, Overheated water, oxygen, phosphate solution, primary coolant, primary coolant, primary coolant, primary coolant, Pulp, radioactive gas, radioactive gas, radioactive gas, radioactive gas, radioactive liquid, reagents, reagents, Sea water, slime, slurry water, Sodium hydroxide, Steam, Steam, Steam, Steam-air mixture, Steam-water mixture, Steam-water mixture, Steam-water mixture, sulphuric acid, sulphuric acid, washing solution, washing solution, washing solution, washing solution, Zinc Compound Solution, Water, Water, Water, Water, Water, Water, Water, Water, Water, Water, Water, Water, Water, Water, Water, Water, Water, Water, Water, Water, Water, Water, Water, Water, drainage | [5 empty] | yes
149 | тип определяется поставщиком в соответствии с заданными параметрами в столбце 21/type to be defined by vendor with assigned parameters in column 21 dn 350.0 mm pd 1.0 mpa td 60 oc морская вода/see water dn 350.0 мм рр 1.0 мпа тр 60 ос | 40pas22aa001 | SS+NP | , 4/ ii | вне оболочки; по типу цкб к99501-400-01 (тип определяется поставщиком в соответствии с заданными параметрами); среда-морская вода; 10x17h13мзт (с протекторной защитой). ответн. флан.- угл.ст; tср 150 с, не более конструкция соосная; l=298 мм; h=925 мм; разделка кромок патрубков: тип разделки-1-24-1(с-24-1) dn х s,мм- 426х9 др,мм- 410(+0,63); стяжное (межфланцевое), между ответными фланцами под приварку к трубопроводу и крепежом, поставляемыми комплектно outside containment; as per type цкб к99501-400-01 (type to be defined by vendor with assigned parameters); media-sea water; 10x17h13mзт (with cathodic protection). return flange- cs time of actuation 150 s, not above co-axial structure; l=298 mm; h=925 mm; nozzle edge preparation: type-1-24-1(s-24-1) dn х s,mm- 426х9 др,mm- 410(+0,63); tightening connection (inter-flange), between counter-flanges for welding to pipeline and fastener supplied in completion with equipment | qnc | 1 | Butterfly valve | 230 | pcs. шт. |  | затвор дисковый цкб к99501-400-01 маткорп=сталь нержавеющая 10х17н13м3т dn=350 p=1мпа рабср=вода морская tрабср=до 60 °с спосприсоед=межфланцевый с ответными фланцами спосупр=встроенный электропривод прив=2-пм-25 dc48-11.9/15.9 т3 pприв=0.025квт 4 н ii т 3 iii ту 3742-044-34390194-2004 | 2.исуп.9183911 | t3/iii | 1041136 | 40uma - здание турбины /turbine hall | 2020-02-20 00:00:00 | 230 | 0 | 0 | 0 | 9(ож1)/iii |  | 110.7.155.15 | 1613 | 2.1812 | tu ту 3742-044-34390194-2004; r01.kk34.0.0.sr.tt.wd001; дтт | 1 |  | , Manual, Hydraulic, BS, self-operated, Pneumatic | yes |  | Acid, Acid, Acid, Aggressive water, Aggressive water, Aggressive water, Air, Air, Alkali, Alkali, Alkali, Alkali solution, Ammonia, Ammonia solution, Blowdown water, Boric acid solution, Boric acid solution, Boric acid solution, Boric acid solution, Boric acid solution, Boric acid solution, Boric acid solution, Boric concentrate, Boric concentrate, bottoms liquid, caustic soda, Chemical, Chilled water, Chilled water, coagulant, coagulant solution, Compressed air, Condensate, Condensate, Condensate, Condensate, Condensate, Condensate, Decontamination solution, Decontamination solution, Desalted water, Desalted water, Distillate, Distillate, Ethanolamine solution, Feed water, Feed water, Gas, Gas mixture, Gas mixture, Hydrazine hydrate, Hydrazine solution, Hydrogen, LCQ-2 filter regeneration solutions, Mains water, Mains water, Nitric acid, Nitric acid solution, Nitrogen, Nitrogen, oil, Overheated water, oxygen, phosphate solution, primary coolant, primary coolant, primary coolant, primary coolant, Pulp, radioactive gas, radioactive gas, radioactive gas, radioactive gas, radioactive liquid, reagents, reagents, Sea water, slime, slurry water, Sodium hydroxide, Steam, Steam, Steam, Steam-air mixture, Steam-water mixture, Steam-water mixture, Steam-water mixture, sulphuric acid, sulphuric acid, washing solution, washing solution, washing solution, washing solution, Zinc Compound Solution, Water, Water, Water, Water, Water, Water, Water, Water, Water, Water, Water, Water, Water, Water, Water, Water, Water, Water, Water, Water, Water, Water, Water, Water, drainage | [5 empty] | yes
150 | тип определяется поставщиком в соответствии с заданными параметрами в столбце 21/type to be defined by vendor with assigned parameters in column 21 dn 350.0 mm pd 1.0 mpa td 60 oc морская вода/see water dn 350.0 мм рр 1.0 мпа тр 60 ос | 40pas23aa001 | SS+NP | , 4/ ii | вне оболочки; по типу цкб к99501-400-01 (тип определяется поставщиком в соответствии с заданными параметрами); среда-морская вода; 10x17h13мзт (с протекторной защитой). ответн. флан.- угл.ст; tср 150 с, не более конструкция соосная; l=298 мм; h=925 мм; разделка кромок патрубков: тип разделки-1-24-1(с-24-1) dn х s,мм- 426х9 др,мм- 410(+0,63); стяжное (межфланцевое), между ответными фланцами под приварку к трубопроводу и крепежом, поставляемыми комплектно outside containment; as per type цкб к99501-400-01 (type to be defined by vendor with assigned parameters); media-sea water; 10x17h13mзт (with cathodic protection). return flange- cs time of actuation 150 s, not above co-axial structure; l=298 mm; h=925 mm; nozzle edge preparation: type-1-24-1(s-24-1) dn х s,mm- 426х9 др,mm- 410(+0,63); tightening connection (inter-flange), between counter-flanges for welding to pipeline and fastener supplied in completion with equipment | qnc | 1 | Butterfly valve | 230 | pcs. шт. |  | затвор дисковый цкб к99501-400-01 маткорп=сталь нержавеющая 10х17н13м3т dn=350 p=1мпа рабср=вода морская tрабср=до 60 °с спосприсоед=межфланцевый с ответными фланцами спосупр=встроенный электропривод прив=2-пм-25 dc48-11.9/15.9 т3 pприв=0.025квт 4 н ii т 3 iii ту 3742-044-34390194-2004 | 2.исуп.9183912 | t3/iii | 1041136 | 40uma - здание турбины /turbine hall | 2020-02-20 00:00:00 | 230 | 0 | 0 | 0 | 9(ож1)/iii |  | 110.7.155.15 | 1614 | 2.1812 | tu ту 3742-044-34390194-2004; r01.kk34.0.0.sr.tt.wd001; дтт | 1 |  | , Manual, Hydraulic, BS, self-operated, Pneumatic | yes |  | Acid, Acid, Acid, Aggressive water, Aggressive water, Aggressive water, Air, Air, Alkali, Alkali, Alkali, Alkali solution, Ammonia, Ammonia solution, Blowdown water, Boric acid solution, Boric acid solution, Boric acid solution, Boric acid solution, Boric acid solution, Boric acid solution, Boric acid solution, Boric concentrate, Boric concentrate, bottoms liquid, caustic soda, Chemical, Chilled water, Chilled water, coagulant, coagulant solution, Compressed air, Condensate, Condensate, Condensate, Condensate, Condensate, Condensate, Decontamination solution, Decontamination solution, Desalted water, Desalted water, Distillate, Distillate, Ethanolamine solution, Feed water, Feed water, Gas, Gas mixture, Gas mixture, Hydrazine hydrate, Hydrazine solution, Hydrogen, LCQ-2 filter regeneration solutions, Mains water, Mains water, Nitric acid, Nitric acid solution, Nitrogen, Nitrogen, oil, Overheated water, oxygen, phosphate solution, primary coolant, primary coolant, primary coolant, primary coolant, Pulp, radioactive gas, radioactive gas, radioactive gas, radioactive gas, radioactive liquid, reagents, reagents, Sea water, slime, slurry water, Sodium hydroxide, Steam, Steam, Steam, Steam-air mixture, Steam-water mixture, Steam-water mixture, Steam-water mixture, sulphuric acid, sulphuric acid, washing solution, washing solution, washing solution, washing solution, Zinc Compound Solution, Water, Water, Water, Water, Water, Water, Water, Water, Water, Water, Water, Water, Water, Water, Water, Water, Water, Water, Water, Water, Water, Water, Water, Water, drainage | [5 empty] | yes
151 | тип определяется поставщиком в соответствии с заданными параметрами в столбце 21/type to be defined by vendor with assigned parameters in column 21 dn 350.0 mm pd 1.0 mpa td 60 oc морская вода/see water dn 350.0 мм рр 1.0 мпа тр 60 ос | 40pas24aa001 | SS+NP | , 4/ ii | вне оболочки; по типу цкб к99501-400-01 (тип определяется поставщиком в соответствии с заданными параметрами); среда-морская вода; 10x17h13мзт (с протекторной защитой). ответн. флан.- угл.ст; tср 150 с, не более конструкция соосная; l=298 мм; h=925 мм; разделка кромок патрубков: тип разделки-1-24-1(с-24-1) dn х s,мм- 426х9 др,мм- 410(+0,63); стяжное (межфланцевое), между ответными фланцами под приварку к трубопроводу и крепежом, поставляемыми комплектно outside containment; as per type цкб к99501-400-01 (type to be defined by vendor with assigned parameters); media-sea water; 10x17h13mзт (with cathodic protection). return flange- cs time of actuation 150 s, not above co-axial structure; l=298 mm; h=925 mm; nozzle edge preparation: type-1-24-1(s-24-1) dn х s,mm- 426х9 др,mm- 410(+0,63); tightening connection (inter-flange), between counter-flanges for welding to pipeline and fastener supplied in completion with equipment | qnc | 1 | Butterfly valve | 230 | pcs. шт. |  | затвор дисковый цкб к99501-400-01 маткорп=сталь нержавеющая 10х17н13м3т dn=350 p=1мпа рабср=вода морская tрабср=до 60 °с спосприсоед=межфланцевый с ответными фланцами спосупр=встроенный электропривод прив=2-пм-25 dc48-11.9/15.9 т3 pприв=0.025квт 4 н ii т 3 iii ту 3742-044-34390194-2004 | 2.исуп.9183913 | t3/iii | 1041136 | 40uma - здание турбины /turbine hall | 2020-02-20 00:00:00 | 230 | 0 | 0 | 0 | 9(ож1)/iii |  | 110.7.155.15 | 1615 | 2.1812 | tu ту 3742-044-34390194-2004; r01.kk34.0.0.sr.tt.wd001; дтт | 1 |  | , Manual, Hydraulic, BS, self-operated, Pneumatic | yes |  | Acid, Acid, Acid, Aggressive water, Aggressive water, Aggressive water, Air, Air, Alkali, Alkali, Alkali, Alkali solution, Ammonia, Ammonia solution, Blowdown water, Boric acid solution, Boric acid solution, Boric acid solution, Boric acid solution, Boric acid solution, Boric acid solution, Boric acid solution, Boric concentrate, Boric concentrate, bottoms liquid, caustic soda, Chemical, Chilled water, Chilled water, coagulant, coagulant solution, Compressed air, Condensate, Condensate, Condensate, Condensate, Condensate, Condensate, Decontamination solution, Decontamination solution, Desalted water, Desalted water, Distillate, Distillate, Ethanolamine solution, Feed water, Feed water, Gas, Gas mixture, Gas mixture, Hydrazine hydrate, Hydrazine solution, Hydrogen, LCQ-2 filter regeneration solutions, Mains water, Mains water, Nitric acid, Nitric acid solution, Nitrogen, Nitrogen, oil, Overheated water, oxygen, phosphate solution, primary coolant, primary coolant, primary coolant, primary coolant, Pulp, radioactive gas, radioactive gas, radioactive gas, radioactive gas, radioactive liquid, reagents, reagents, Sea water, slime, slurry water, Sodium hydroxide, Steam, Steam, Steam, Steam-air mixture, Steam-water mixture, Steam-water mixture, Steam-water mixture, sulphuric acid, sulphuric acid, washing solution, washing solution, washing solution, washing solution, Zinc Compound Solution, Water, Water, Water, Water, Water, Water, Water, Water, Water, Water, Water, Water, Water, Water, Water, Water, Water, Water, Water, Water, Water, Water, Water, Water, drainage | [5 empty] | yes
152 | цкб п99199-300 dn 300.0 mm pd 1.0 mpa td 60 oc морская вода/see water dn 300.0 мм рр 1.0 мпа тр 60 ос | 40pas25aa001 | carbon steel with an insert. counter flange -carbon steelCSер.SS с вкладышем | , 4/ ii | вне оболочки; среда-морская вода; tср 25 с, не более; l=206 мм; h=640 мм; разделка кромок патрубков: тип разделки- 1-24-1(с-24-1) dn х s,мм- 325х8 др,мм- 311(+0,52); конструкция соосная; стяжное (межфланцевое), между ответными фланцами под приварку к трубопроводу и крепежом, поставляемыми комплектно outside containment; media-sea water; time of actuation 25 s, not above; l=206 mm; h=640 mm; nozzle edge preparation: type- 1-24-1(s-24-1) dn х s,mm- 325х8 др,mm- 311(+0,52); co-axial structure; tightening connection (inter-flange), between counter-flanges for welding to pipeline and fastener supplied in completion with equipment | qnc | 1 | Butterfly valve | 112 | pcs. шт. |  | затвор дисковый цкб п99199-300 маткорп=сталь углеродистая 20 dn=300 p=1мпа рабср=вода морская спосприсоед=межфланцевый спосупр=встроенный электропривод tрасч=60 °с 4 н ii ту 3741-056-34390194-2004 | 2.исуп.9183918 | t3/iii | 1016556 | 40uma - здание турбины /turbine hall | 2020-02-20 00:00:00 | 112 | 0 | 0 | 0 | 9(ож1)/iii |  | 110.7.1011 | 1616 | 2.1958 | tu ту 3741-056-34390194-2004; r01.kk34.0.0.sr.tt.wd001; дтт | 1 |  | , Manual, Hydraulic, BS, self-operated, Pneumatic | yes |  | Acid, Acid, Acid, Aggressive water, Aggressive water, Aggressive water, Air, Air, Alkali, Alkali, Alkali, Alkali solution, Ammonia, Ammonia solution, Blowdown water, Boric acid solution, Boric acid solution, Boric acid solution, Boric acid solution, Boric acid solution, Boric acid solution, Boric acid solution, Boric concentrate, Boric concentrate, bottoms liquid, caustic soda, Chemical, Chilled water, Chilled water, coagulant, coagulant solution, Compressed air, Condensate, Condensate, Condensate, Condensate, Condensate, Condensate, Decontamination solution, Decontamination solution, Desalted water, Desalted water, Distillate, Distillate, Ethanolamine solution, Feed water, Feed water, Gas, Gas mixture, Gas mixture, Hydrazine hydrate, Hydrazine solution, Hydrogen, LCQ-2 filter regeneration solutions, Mains water, Mains water, Nitric acid, Nitric acid solution, Nitrogen, Nitrogen, oil, Overheated water, oxygen, phosphate solution, primary coolant, primary coolant, primary coolant, primary coolant, Pulp, radioactive gas, radioactive gas, radioactive gas, radioactive gas, radioactive liquid, reagents, reagents, Sea water, slime, slurry water, Sodium hydroxide, Steam, Steam, Steam, Steam-air mixture, Steam-water mixture, Steam-water mixture, Steam-water mixture, sulphuric acid, sulphuric acid, washing solution, washing solution, washing solution, washing solution, Zinc Compound Solution, Water, Water, Water, Water, Water, Water, Water, Water, Water, Water, Water, Water, Water, Water, Water, Water, Water, Water, Water, Water, Water, Water, Water, Water, drainage | [5 empty] | yes
153 | цкб п99199-200-01 dn 200.0 mm pd 1.0 mpa td 60 oc морская вода/see water dn 200.0 мм рр 1.0 мпа тр 60 ос | 40pas26aa001 | carbon steel with an insert. counter flange -carbon steelCSер.SS с вкладышем | , 4/ ii | вне оболочки; среда-морская вода; tср 25 с, не более; l=186 мм; h= 530 мм; разделка кромок патрубков: тип разделки-1-24-1(с-24-1) dn х s,мм- 219х7 др,мм- 208(+0,46); конструкция соосная; стяжное (межфланцевое), между ответными фланцами под приварку к трубопроводу и крепежом, поставляемыми комплектно outside containment; media-sea water; time of actuation 25 s, not above; l=186 mm; h= 530 mm; nozzle edge preparation: type-1-24-1(s-24-1) dn х s,mm- 219х7 др,mm- 208(+0,46); co-axial structure; tightening connection (inter-flange), between counter-flanges for welding to pipeline and fastener supplied in completion with equipment | qnc | 1 | Butterfly valve | 73 | pcs. шт. |  | затвор дисковый цкб п99199-200-01 маткорп=сталь углеродистая 25л dn=200 p=1мпа рабср=вода морская tрабср=до 60°с спосприсоед=межфланцевый спосупр=встроенный электропривод прив=мэоф-100/25-0.25м-97ка pприв=0.25квт 4 н iiб ту 3741-056-34390194-2004 | 2.исуп.9183919 | t3/iii | 1041416 | 40uma - здание турбины /turbine hall | 2020-02-20 00:00:00 | 73 | 0 | 0 | 0 | 9(ож1)/iii |  | 110.7.1012 | 1617 | 2.1960 | tu ту 3741-056-34390194-2004; r01.kk34.0.0.sr.tt.wd001; дтт | 1 |  | , Manual, Hydraulic, BS, self-operated, Pneumatic | yes |  | Acid, Acid, Acid, Aggressive water, Aggressive water, Aggressive water, Air, Air, Alkali, Alkali, Alkali, Alkali solution, Ammonia, Ammonia solution, Blowdown water, Boric acid solution, Boric acid solution, Boric acid solution, Boric acid solution, Boric acid solution, Boric acid solution, Boric acid solution, Boric concentrate, Boric concentrate, bottoms liquid, caustic soda, Chemical, Chilled water, Chilled water, coagulant, coagulant solution, Compressed air, Condensate, Condensate, Condensate, Condensate, Condensate, Condensate, Decontamination solution, Decontamination solution, Desalted water, Desalted water, Distillate, Distillate, Ethanolamine solution, Feed water, Feed water, Gas, Gas mixture, Gas mixture, Hydrazine hydrate, Hydrazine solution, Hydrogen, LCQ-2 filter regeneration solutions, Mains water, Mains water, Nitric acid, Nitric acid solution, Nitrogen, Nitrogen, oil, Overheated water, oxygen, phosphate solution, primary coolant, primary coolant, primary coolant, primary coolant, Pulp, radioactive gas, radioactive gas, radioactive gas, radioactive gas, radioactive liquid, reagents, reagents, Sea water, slime, slurry water, Sodium hydroxide, Steam, Steam, Steam, Steam-air mixture, Steam-water mixture, Steam-water mixture, Steam-water mixture, sulphuric acid, sulphuric acid, washing solution, washing solution, washing solution, washing solution, Zinc Compound Solution, Water, Water, Water, Water, Water, Water, Water, Water, Water, Water, Water, Water, Water, Water, Water, Water, Water, Water, Water, Water, Water, Water, Water, Water, drainage | [5 empty] | yes
154 | цкб п99199-200-01 dn 200.0 mm pd 1.0 mpa td 60 oc морская вода/see water dn 200.0 мм рр 1.0 мпа тр 60 ос | 40pas27aa001 | carbon steel with an insert. counter flange -carbon steelCSер.SS с вкладышем | , 4/ ii | вне оболочки; среда-морская вода; tср 25 с, не более; l=186 мм; h= 530 мм; разделка кромок патрубков: тип разделки-1-24-1(с-24-1) dn х s,мм- 219х7 др,мм- 208(+0,46); конструкция соосная; стяжное (межфланцевое), между ответными фланцами под приварку к трубопроводу и крепежом, поставляемыми комплектно outside containment; media-sea water; time of actuation 25 s, not above; l=186 mm; h= 530 mm; nozzle edge preparation: type-1-24-1(s-24-1) dn х s,mm- 219х7 др,mm- 208(+0,46); co-axial structure; tightening connection (inter-flange), between counter-flanges for welding to pipeline and fastener supplied in completion with equipment | qnc | 1 | Butterfly valve | 73 | pcs. шт. |  | затвор дисковый цкб п99199-200-01 маткорп=сталь углеродистая 25л dn=200 p=1мпа рабср=вода морская tрабср=до 60°с спосприсоед=межфланцевый спосупр=встроенный электропривод прив=мэоф-100/25-0.25м-97ка pприв=0.25квт 4 н iiб ту 3741-056-34390194-2004 | 2.исуп.9183920 | t3/iii | 1041416 | 40uma - здание турбины /turbine hall | 2020-02-20 00:00:00 | 73 | 0 | 0 | 0 | 9(ож1)/iii |  | 110.7.1012 | 1618 | 2.1960 | tu ту 3741-056-34390194-2004; r01.kk34.0.0.sr.tt.wd001; дтт | 1 |  | , Manual, Hydraulic, BS, self-operated, Pneumatic | yes |  | Acid, Acid, Acid, Aggressive water, Aggressive water, Aggressive water, Air, Air, Alkali, Alkali, Alkali, Alkali solution, Ammonia, Ammonia solution, Blowdown water, Boric acid solution, Boric acid solution, Boric acid solution, Boric acid solution, Boric acid solution, Boric acid solution, Boric acid solution, Boric concentrate, Boric concentrate, bottoms liquid, caustic soda, Chemical, Chilled water, Chilled water, coagulant, coagulant solution, Compressed air, Condensate, Condensate, Condensate, Condensate, Condensate, Condensate, Decontamination solution, Decontamination solution, Desalted water, Desalted water, Distillate, Distillate, Ethanolamine solution, Feed water, Feed water, Gas, Gas mixture, Gas mixture, Hydrazine hydrate, Hydrazine solution, Hydrogen, LCQ-2 filter regeneration solutions, Mains water, Mains water, Nitric acid, Nitric acid solution, Nitrogen, Nitrogen, oil, Overheated water, oxygen, phosphate solution, primary coolant, primary coolant, primary coolant, primary coolant, Pulp, radioactive gas, radioactive gas, radioactive gas, radioactive gas, radioactive liquid, reagents, reagents, Sea water, slime, slurry water, Sodium hydroxide, Steam, Steam, Steam, Steam-air mixture, Steam-water mixture, Steam-water mixture, Steam-water mixture, sulphuric acid, sulphuric acid, washing solution, washing solution, washing solution, washing solution, Zinc Compound Solution, Water, Water, Water, Water, Water, Water, Water, Water, Water, Water, Water, Water, Water, Water, Water, Water, Water, Water, Water, Water, Water, Water, Water, Water, drainage | [5 empty] | yes
155 | цкб п99199-150-01 dn 150.0 mm pd 1.0 mpa td 60 oc вода промконтура / intermediate circuit water dn 150.0 мм рр 1.0 мпа тр 60 ос | 40pgb21aa101 | carbon steel with protection flanges - carbon steelCSер.SS с вкладышем ответные фланцы- CS. SS | , 4/ ii | вне оболочки; по типу - с замком; конструкция соосная; l=176 мм; h=330 мм; разделка кромок патрубков:тип разделки- 1-23 (с-23) dn х s,мм- 159x5 др,мм- 151(+0,4); среда - вода промконтура с добавлением тринатрий фосфата; стяжное (межфланцевое), между ответными фланцами под приварку к трубопроводу и крепежом, поставляемыми комплектно outside containment; as per type - with lock; co-axial structure; l=176 mm; h=330 mm; nozzle edge preparation:type- 1-23 (s-23) dn х s,mm- 159x5 др,mm- 151(+0,4); media - waterintermediate circuit with addition oftrisodium phosphate. tightening connection (inter-flange), between counter-flanges for welding to pipeline and fastener supplied in completion with equipment | qnc | 1 | Butterfly valve | 38 | pcs. шт. |  | затвор дисковый цкб п99199-150-01 маткорп=сплав титановый dn=150 p=1мпа рабср=вода морская спосприсоед=межфланцевый спосупр=привод ручной tрасч=60 °с 4 н ii ту 3741-056-34390194-2004 | 2.исуп.9622234 | t3/iii | 1016557 | 40uma - здание турбины /turbine hall | 2020-09-17 00:00:00 | 38 | 0 | 0 | 0 | 9(ож1)/iii |  | 110.7.156.5 | 1619 | 2.2513 | tu 3741-056-34390194-2004 ту 3741-056-34390194-2004; r01.kk34.0.0.sr.tt.wd001; дтт | 1 |  | , Manual, Hydraulic, BS, self-operated, Pneumatic | yes |  | Acid, Acid, Acid, Aggressive water, Aggressive water, Aggressive water, Air, Air, Alkali, Alkali, Alkali, Alkali solution, Ammonia, Ammonia solution, Blowdown water, Boric acid solution, Boric acid solution, Boric acid solution, Boric acid solution, Boric acid solution, Boric acid solution, Boric acid solution, Boric concentrate, Boric concentrate, bottoms liquid, caustic soda, Chemical, Chilled water, Chilled water, coagulant, coagulant solution, Compressed air, Condensate, Condensate, Condensate, Condensate, Condensate, Condensate, Decontamination solution, Decontamination solution, Desalted water, Desalted water, Distillate, Distillate, Ethanolamine solution, Feed water, Feed water, Gas, Gas mixture, Gas mixture, Hydrazine hydrate, Hydrazine solution, Hydrogen, LCQ-2 filter regeneration solutions, Mains water, Mains water, Nitric acid, Nitric acid solution, Nitrogen, Nitrogen, oil, Overheated water, oxygen, phosphate solution, primary coolant, primary coolant, primary coolant, primary coolant, Pulp, radioactive gas, radioactive gas, radioactive gas, radioactive gas, radioactive liquid, reagents, reagents, Sea water, slime, slurry water, Sodium hydroxide, Steam, Steam, Steam, Steam-air mixture, Steam-water mixture, Steam-water mixture, Steam-water mixture, sulphuric acid, sulphuric acid, washing solution, washing solution, washing solution, washing solution, Zinc Compound Solution, Water, Water, Water, Water, Water, Water, Water, Water, Water, Water, Water, Water, Water, Water, Water, Water, Water, Water, Water, Water, Water, Water, Water, Water, drainage | [5 empty] | yes
156 | цкб п99199-150-01 dn 150.0 mm pd 1.0 mpa td 60 oc вода промконтура / intermediate circuit water dn 150.0 мм рр 1.0 мпа тр 60 ос | 40pgb21aa103 | carbon steel with protection flanges - carbon steelCSер.SS с вкладышем ответные фланцы- CS. SS | , 4/ ii | вне оболочки; по типу - с замком; конструкция соосная; l=176 мм; h=330 мм; разделка кромок патрубков:тип разделки- 1-23 (с-23) dn х s,мм- 159x5 др,мм- 151(+0,4); среда - вода промконтура с добавлением тринатрий фосфата; стяжное (межфланцевое), между ответными фланцами под приварку к трубопроводу и крепежом, поставляемыми комплектно outside containment; as per type - with lock; co-axial structure; l=176 mm; h=330 mm; nozzle edge preparation:type- 1-23 (s-23) dn х s,mm- 159x5 др,mm- 151(+0,4); media - waterintermediate circuit with addition oftrisodium phosphate. tightening connection (inter-flange), between counter-flanges for welding to pipeline and fastener supplied in completion with equipment | qnc | 1 | Butterfly valve | 38 | pcs. шт. |  | затвор дисковый цкб п99199-150-01 маткорп=сплав титановый dn=150 p=1мпа рабср=вода морская спосприсоед=межфланцевый спосупр=привод ручной tрасч=60 °с 4 н ii ту 3741-056-34390194-2004 | 2.исуп.9622238 | t3/iii | 1016557 | 40uma - здание турбины /turbine hall | 2020-09-17 00:00:00 | 38 | 0 | 0 | 0 | 9(ож1)/iii |  | 110.7.156.5 | 1620 | 2.2513 | tu 3741-056-34390194-2004 ту 3741-056-34390194-2004; r01.kk34.0.0.sr.tt.wd001; дтт | 1 |  | , Manual, Hydraulic, BS, self-operated, Pneumatic | yes |  | Acid, Acid, Acid, Aggressive water, Aggressive water, Aggressive water, Air, Air, Alkali, Alkali, Alkali, Alkali solution, Ammonia, Ammonia solution, Blowdown water, Boric acid solution, Boric acid solution, Boric acid solution, Boric acid solution, Boric acid solution, Boric acid solution, Boric acid solution, Boric concentrate, Boric concentrate, bottoms liquid, caustic soda, Chemical, Chilled water, Chilled water, coagulant, coagulant solution, Compressed air, Condensate, Condensate, Condensate, Condensate, Condensate, Condensate, Decontamination solution, Decontamination solution, Desalted water, Desalted water, Distillate, Distillate, Ethanolamine solution, Feed water, Feed water, Gas, Gas mixture, Gas mixture, Hydrazine hydrate, Hydrazine solution, Hydrogen, LCQ-2 filter regeneration solutions, Mains water, Mains water, Nitric acid, Nitric acid solution, Nitrogen, Nitrogen, oil, Overheated water, oxygen, phosphate solution, primary coolant, primary coolant, primary coolant, primary coolant, Pulp, radioactive gas, radioactive gas, radioactive gas, radioactive gas, radioactive liquid, reagents, reagents, Sea water, slime, slurry water, Sodium hydroxide, Steam, Steam, Steam, Steam-air mixture, Steam-water mixture, Steam-water mixture, Steam-water mixture, sulphuric acid, sulphuric acid, washing solution, washing solution, washing solution, washing solution, Zinc Compound Solution, Water, Water, Water, Water, Water, Water, Water, Water, Water, Water, Water, Water, Water, Water, Water, Water, Water, Water, Water, Water, Water, Water, Water, Water, drainage | [5 empty] | yes
157 | цкб п99199-150-01 dn 150.0 mm pd 1.0 mpa td 60 oc вода промконтура / intermediate circuit water dn 150.0 мм рр 1.0 мпа тр 60 ос | 40pgb22aa101 | carbon steel with protection flanges - carbon steelCSер.SS с вкладышем ответные фланцы- CS. SS | , 4/ ii | вне оболочки; по типу - с замком; конструкция соосная; l=176 мм; h=330 мм; разделка кромок патрубков:тип разделки- 1-23 (с-23) dn х s,мм- 159x5 др,мм- 151(+0,4); среда - вода промконтура с добавлением тринатрий фосфата; стяжное (межфланцевое), между ответными фланцами под приварку к трубопроводу и крепежом, поставляемыми комплектно outside containment; as per type - with lock; co-axial structure; l=176 mm; h=330 mm; nozzle edge preparation:type- 1-23 (s-23) dn х s,mm- 159x5 др,mm- 151(+0,4); media - waterintermediate circuit with addition oftrisodium phosphate. tightening connection (inter-flange), between counter-flanges for welding to pipeline and fastener supplied in completion with equipment | qnc | 1 | Butterfly valve | 38 | pcs. шт. |  | затвор дисковый цкб п99199-150-01 маткорп=сплав титановый dn=150 p=1мпа рабср=вода морская спосприсоед=межфланцевый спосупр=привод ручной tрасч=60 °с 4 н ii ту 3741-056-34390194-2004 | 2.исуп.9622242 | t3/iii | 1016557 | 40uma - здание турбины /turbine hall | 2020-09-17 00:00:00 | 38 | 0 | 0 | 0 | 9(ож1)/iii |  | 110.7.156.5 | 1621 | 2.2513 | tu 3741-056-34390194-2004 ту 3741-056-34390194-2004; r01.kk34.0.0.sr.tt.wd001; дтт | 1 |  | , Manual, Hydraulic, BS, self-operated, Pneumatic | yes |  | Acid, Acid, Acid, Aggressive water, Aggressive water, Aggressive water, Air, Air, Alkali, Alkali, Alkali, Alkali solution, Ammonia, Ammonia solution, Blowdown water, Boric acid solution, Boric acid solution, Boric acid solution, Boric acid solution, Boric acid solution, Boric acid solution, Boric acid solution, Boric concentrate, Boric concentrate, bottoms liquid, caustic soda, Chemical, Chilled water, Chilled water, coagulant, coagulant solution, Compressed air, Condensate, Condensate, Condensate, Condensate, Condensate, Condensate, Decontamination solution, Decontamination solution, Desalted water, Desalted water, Distillate, Distillate, Ethanolamine solution, Feed water, Feed water, Gas, Gas mixture, Gas mixture, Hydrazine hydrate, Hydrazine solution, Hydrogen, LCQ-2 filter regeneration solutions, Mains water, Mains water, Nitric acid, Nitric acid solution, Nitrogen, Nitrogen, oil, Overheated water, oxygen, phosphate solution, primary coolant, primary coolant, primary coolant, primary coolant, Pulp, radioactive gas, radioactive gas, radioactive gas, radioactive gas, radioactive liquid, reagents, reagents, Sea water, slime, slurry water, Sodium hydroxide, Steam, Steam, Steam, Steam-air mixture, Steam-water mixture, Steam-water mixture, Steam-water mixture, sulphuric acid, sulphuric acid, washing solution, washing solution, washing solution, washing solution, Zinc Compound Solution, Water, Water, Water, Water, Water, Water, Water, Water, Water, Water, Water, Water, Water, Water, Water, Water, Water, Water, Water, Water, Water, Water, Water, Water, drainage | [5 empty] | yes
158 | цкб п99199-150-01 dn 150.0 mm pd 1.0 mpa td 60 oc вода промконтура / intermediate circuit water dn 150.0 мм рр 1.0 мпа тр 60 ос | 40pgb22aa103 | carbon steel with protection flanges - carbon steelCSер.SS с вкладышем ответные фланцы- CS. SS | , 4/ ii | вне оболочки; по типу - с замком; конструкция соосная; l=176 мм; h=330 мм; разделка кромок патрубков:тип разделки- 1-23 (с-23) dn х s,мм- 159x5 др,мм- 151(+0,4); среда - вода промконтура с добавлением тринатрий фосфата; стяжное (межфланцевое), между ответными фланцами под приварку к трубопроводу и крепежом, поставляемыми комплектно outside containment; as per type - with lock; co-axial structure; l=176 mm; h=330 mm; nozzle edge preparation:type- 1-23 (s-23) dn х s,mm- 159x5 др,mm- 151(+0,4); media - waterintermediate circuit with addition oftrisodium phosphate. tightening connection (inter-flange), between counter-flanges for welding to pipeline and fastener supplied in completion with equipment | qnc | 1 | Butterfly valve | 38 | pcs. шт. |  | затвор дисковый цкб п99199-150-01 маткорп=сплав титановый dn=150 p=1мпа рабср=вода морская спосприсоед=межфланцевый спосупр=привод ручной tрасч=60 °с 4 н ii ту 3741-056-34390194-2004 | 2.исуп.9622246 | t3/iii | 1016557 | 40uma - здание турбины /turbine hall | 2020-09-17 00:00:00 | 38 | 0 | 0 | 0 | 9(ож1)/iii |  | 110.7.156.5 | 1622 | 2.2513 | tu 3741-056-34390194-2004 ту 3741-056-34390194-2004; r01.kk34.0.0.sr.tt.wd001; дтт | 1 |  | , Manual, Hydraulic, BS, self-operated, Pneumatic | yes |  | Acid, Acid, Acid, Aggressive water, Aggressive water, Aggressive water, Air, Air, Alkali, Alkali, Alkali, Alkali solution, Ammonia, Ammonia solution, Blowdown water, Boric acid solution, Boric acid solution, Boric acid solution, Boric acid solution, Boric acid solution, Boric acid solution, Boric acid solution, Boric concentrate, Boric concentrate, bottoms liquid, caustic soda, Chemical, Chilled water, Chilled water, coagulant, coagulant solution, Compressed air, Condensate, Condensate, Condensate, Condensate, Condensate, Condensate, Decontamination solution, Decontamination solution, Desalted water, Desalted water, Distillate, Distillate, Ethanolamine solution, Feed water, Feed water, Gas, Gas mixture, Gas mixture, Hydrazine hydrate, Hydrazine solution, Hydrogen, LCQ-2 filter regeneration solutions, Mains water, Mains water, Nitric acid, Nitric acid solution, Nitrogen, Nitrogen, oil, Overheated water, oxygen, phosphate solution, primary coolant, primary coolant, primary coolant, primary coolant, Pulp, radioactive gas, radioactive gas, radioactive gas, radioactive gas, radioactive liquid, reagents, reagents, Sea water, slime, slurry water, Sodium hydroxide, Steam, Steam, Steam, Steam-air mixture, Steam-water mixture, Steam-water mixture, Steam-water mixture, sulphuric acid, sulphuric acid, washing solution, washing solution, washing solution, washing solution, Zinc Compound Solution, Water, Water, Water, Water, Water, Water, Water, Water, Water, Water, Water, Water, Water, Water, Water, Water, Water, Water, Water, Water, Water, Water, Water, Water, drainage | [5 empty] | yes
159 | цкб п99201-080 dn 80.0 mm pd 1.0 mpa td 60 oc морская вода/see water dn 80.0 мм рр 1.0 мпа тр 60 ос | 40gml31aa201 | - | , 4/прил. | место установки - в обслуживаемых помещениях вне герметичной оболочки реактора. конструкция ремонтопригодная. ответные фланцы (титан) и крепеж должны входить в поставку. коэффициент гидравлического сопротивления - п.5.2.10 пнст-2016. давление гидроиспытаний - 1,5 рн. герметичность - класс а по гост9544. l= не более 250мм(с ответными фланцами). тип разделки-1-24-1(с-24-1), стыкуемая труба dn х s-89x3 мм; срок службы – не менее 30 лет. хар-ки морской воды: - общее солесодержание 3,6 %; - хлориды 19500 мг/л; - рн 7,7...8,0. place of installation is in attended rooms outside containment. the structure is repairable. return flange (titanium) and fasteners shall enters supply scope. hydraulic resistance factor i.5.2.10 пнст-2016. hydrotest pressure - 1,5 рн. tightness - class а as per gost 9544. l= not above 250mm (with return flanges). type of edge cut -1-24-1(с-24-1), connected pipe dn х s-89x3 mm; service life 30 yrs not less. characteristics of seawater: - overall solt content 3,6 %; - chlorides 19500 mg/l; - рн 7,7...8,0. | qnc | 1 | Butterfly control valve | 18 | pcs. шт. |  | затвор дисковый регулирующий цкб п99201-080 маткорп=сплав титановый dn=80 p=1мпа рабср=вода морская спосприсоед=межфланцевый с ответными фланцами спосупр=привод ручной ту 3741-058-34390194-2004 | 2.исуп.10795386 | тм4/iii | 1015541 | 40uqa-основная насосная станция / main pump station | 2020-10-23 00:00:00 | 18 | 0 | 0 | 0 | 9(ож1)/iii |  | 110.7.3.6 | 1623 | 2.4225 | as per type по типу tu 3741-058-34390194-2004 ту 3741-058-34390194-2004; r01.kk34.0.0.sr.tt.wd001; дтт | 1 |  | , Manual, Hydraulic, BS, self-operated, Pneumatic | yes |  | Acid, Acid, Acid, Aggressive water, Aggressive water, Aggressive water, Air, Air, Alkali, Alkali, Alkali, Alkali solution, Ammonia, Ammonia solution, Blowdown water, Boric acid solution, Boric acid solution, Boric acid solution, Boric acid solution, Boric acid solution, Boric acid solution, Boric acid solution, Boric concentrate, Boric concentrate, bottoms liquid, caustic soda, Chemical, Chilled water, Chilled water, coagulant, coagulant solution, Compressed air, Condensate, Condensate, Condensate, Condensate, Condensate, Condensate, Decontamination solution, Decontamination solution, Desalted water, Desalted water, Distillate, Distillate, Ethanolamine solution, Feed water, Feed water, Gas, Gas mixture, Gas mixture, Hydrazine hydrate, Hydrazine solution, Hydrogen, LCQ-2 filter regeneration solutions, Mains water, Mains water, Nitric acid, Nitric acid solution, Nitrogen, Nitrogen, oil, Overheated water, oxygen, phosphate solution, primary coolant, primary coolant, primary coolant, primary coolant, Pulp, radioactive gas, radioactive gas, radioactive gas, radioactive gas, radioactive liquid, reagents, reagents, Sea water, slime, slurry water, Sodium hydroxide, Steam, Steam, Steam, Steam-air mixture, Steam-water mixture, Steam-water mixture, Steam-water mixture, sulphuric acid, sulphuric acid, washing solution, washing solution, washing solution, washing solution, Zinc Compound Solution, Water, Water, Water, Water, Water, Water, Water, Water, Water, Water, Water, Water, Water, Water, Water, Water, Water, Water, Water, Water, Water, Water, Water, Water, drainage |  |  |  |  | 1, 2 | yes
160 | цкб к99195-1200 dn 1200 pd 0,6 mpа td 60oc морская вода/sea water dn 1200 мм pр 0,6 mпа тр 60oc | 40pul10aa001 | body and disk material is carbon steel or equivalent with a solid rubberizing resistant to seawater. mating flanges – carbon steel корпус и диск из CS.ст или аналога с твердым гуммированием, стойким к морской воде. ответные фланцы - из - CS ст. | , 4/app. , 4/прил. | place of installation is in attended rooms outside containment. type of structure is two-eccentric with flange. the structure is repairable. outer coating is powder-based epoxi of 250mcm thick not less. material of valve fasteners is stainless steel class а4 or equivalent, toleraable to effects of seawater. return flange and fasteners shall enters supply scope. hydraulic resistance factor 1,0 not above. hydrotest pressure 1,5 рн. tightness class a as per gost 9544. l= not above 750mm(with return flanges). type of edge cut -1-24-1(с-24-1), connected pipedn х s-1220x12 mm; service life 30 yrs not less. electric actuator shall meet np-068-05 i.5.1, 5.3; electric actuators shall tolerate frequency deviation within range from 49,0 to 50,5 hz – continuously; within range (47,5 – 49,0) hz and (50,5-52,5) hz – up to 5 min once, however not above 750 min for entire service life; within range (46,0 – 47,5) hz – up to 30 s once, however not above 300 min for entire service life; electrically driven seals shall be equipped with limit and moment switches: u - from 24 to 48 v; i - from 1 to 400 mа; emc as per gost 32137-2013 - iii «а»; voltage 380/220 v deviation from +10 to -15%; time of opening 100 s not above. protection class ip67 characteristics of seawater: - overall solt content 3,6 %; - chlorides 19500 mg/l; - рн 7,7...8,0. место установки - в обслуживаемых помещениях вне герметичной оболочки реактора. конструкция двухэксцентриковая, фланцевая, ремонтопригодная. наружное покрытие эпоксидное порошковое толщиной не менее 250мкм. крепежные изделия арматуры из н/ж стали а4 или аналога, стойкой к морской воде ответные фланцы и крепеж должны входить в поставку. коэффициент гидравлического сопротивления не более 1,0. давление гидроиспытаний - 1,5 рн. герметичность - класс а по гост9544. l= не более 750мм(с ответными фланцами). тип разделки-1-24-1(с-24-1), стыкуемая труба dn х s-1220x12 мм; срок службы – не менее 30 лет. э/п должен соответствовать нп-068-05 п.5.1, 5.3; э/п должны допускать работу при отклонении частоты: - в диапазоне от 49,0 до 50,5 гц – длительно; - в диапазонах (47,5 – 49,0) гц и (50,5-52,5) гц – до 5 мин однократно, но не более 750 мин в течение срока эксплуатации; - в диапазоне (46,0 – 47,5) гц – до 30 сек однократно, но не более 300 мин в течение срока эксплуатации; затворы с электроприводом должны иметь концевые контакты для сигнализации крайнего и промежуточного положений запорного органа, а также моментные выключатели. концевые и моментные выключатели э/п: u - от 24 до 48 в; i - от 1 до 400 ма; эмс по гост 32137-2013 - iii «а»; напряжение питания э/п: 380/220 в отклонение от +10 до -15%; t открытия не более 100 с. электроприводы и редукторы должны иметь степень защиты не ниже ip67 хар-ки морской воды: - общее солесодержание 3,6 %; - хлориды 19500 мг/л; - рн 7,7...8,0. | qnc | 1 | Butterfly valve | 1950 | pcs. шт. |  | затвор дисковый цкб к99195-1200 маткорп=сталь углеродистая dn=1200 p=0.6мпа рабср=вода морская tрабср=до 60°с спосприсоед=межфланцевый с ответными фланцами спосупр=встроенный электропривод прив=2-пб-17 pприв=1.7квт 4 н ii ту 3742-044-34390194-2004 | 2.исуп.11888986 | тм4/iii | 1015678 | 40upx-рыбозащитное сооружение / fish protection facility | 2020-10-23 00:00:00 | 1950 | 0 | 0 | 0 | 9(ож1)/iii |  | 110.7.43 | 1624 | 2.733 | as per type по типу тu 3742-044-34390194-2004 тu 3742-044-34390194-2004; r01.kk34.0.0.sr.tt.wd001; дтт | 1 |  | , Manual, Hydraulic, BS, self-operated, Pneumatic | yes |  | Acid, Acid, Acid, Aggressive water, Aggressive water, Aggressive water, Air, Air, Alkali, Alkali, Alkali, Alkali solution, Ammonia, Ammonia solution, Blowdown water, Boric acid solution, Boric acid solution, Boric acid solution, Boric acid solution, Boric acid solution, Boric acid solution, Boric acid solution, Boric concentrate, Boric concentrate, bottoms liquid, caustic soda, Chemical, Chilled water, Chilled water, coagulant, coagulant solution, Compressed air, Condensate, Condensate, Condensate, Condensate, Condensate, Condensate, Decontamination solution, Decontamination solution, Desalted water, Desalted water, Distillate, Distillate, Ethanolamine solution, Feed water, Feed water, Gas, Gas mixture, Gas mixture, Hydrazine hydrate, Hydrazine solution, Hydrogen, LCQ-2 filter regeneration solutions, Mains water, Mains water, Nitric acid, Nitric acid solution, Nitrogen, Nitrogen, oil, Overheated water, oxygen, phosphate solution, primary coolant, primary coolant, primary coolant, primary coolant, Pulp, radioactive gas, radioactive gas, radioactive gas, radioactive gas, radioactive liquid, reagents, reagents, Sea water, slime, slurry water, Sodium hydroxide, Steam, Steam, Steam, Steam-air mixture, Steam-water mixture, Steam-water mixture, Steam-water mixture, sulphuric acid, sulphuric acid, washing solution, washing solution, washing solution, washing solution, Zinc Compound Solution, Water, Water, Water, Water, Water, Water, Water, Water, Water, Water, Water, Water, Water, Water, Water, Water, Water, Water, Water, Water, Water, Water, Water, Water, drainage |  |  |  |  | 1, 1, 2, 2 | yes
161 | цкб к99195-1200 dn 1200 pd 0,6 mpа td 60oc морская вода/sea water dn 1200 мм pр 0,6 mпа тр 60oc | 40pul20aa001 | body and disk material is carbon steel or equivalent with a solid rubberizing resistant to seawater. mating flanges – carbon steel корпус и диск из CS.ст или аналога с твердым гуммированием, стойким к морской воде. ответные фланцы - из - CS ст. | , 4/app. , 4/прил. | place of installation is in attended rooms outside containment. type of structure is two-eccentric with flange. the structure is repairable. outer coating is powder-based epoxi of 250mcm thick not less. material of valve fasteners is stainless steel class а4 or equivalent, toleraable to effects of seawater. return flange and fasteners shall enters supply scope. hydraulic resistance factor 1,0 not above. hydrotest pressure 1,5 рн. tightness class a as per gost 9544. l= not above 750mm(with return flanges). type of edge cut -1-24-1(с-24-1), connected pipedn х s-1220x12 mm; service life 30 yrs not less. electric actuator shall meet np-068-05 i.5.1, 5.3; electric actuators shall tolerate frequency deviation within range from 49,0 to 50,5 hz – continuously; within range (47,5 – 49,0) hz and (50,5-52,5) hz – up to 5 min once, however not above 750 min for entire service life; within range (46,0 – 47,5) hz – up to 30 s once, however not above 300 min for entire service life; electrically driven seals shall be equipped with limit and moment switches: u - from 24 to 48 v; i - from 1 to 400 mа; emc as per gost 32137-2013 - iii «а»; voltage 380/220 v deviation from +10 to -15%; time of opening 100 s not above. protection class ip67 characteristics of seawater: - overall solt content 3,6 %; - chlorides 19500 mg/l; - рн 7,7...8,0. место установки - в обслуживаемых помещениях вне герметичной оболочки реактора. конструкция двухэксцентриковая, фланцевая, ремонтопригодная. наружное покрытие эпоксидное порошковое толщиной не менее 250мкм. крепежные изделия арматуры из н/ж стали а4 или аналога, стойкой к морской воде ответные фланцы и крепеж должны входить в поставку. коэффициент гидравлического сопротивления не более 1,0. давление гидроиспытаний - 1,5 рн. герметичность - класс а по гост9544. l= не более 750мм(с ответными фланцами). тип разделки-1-24-1(с-24-1), стыкуемая труба dn х s-1220x12 мм; срок службы – не менее 30 лет. э/п должен соответствовать нп-068-05 п.5.1, 5.3; э/п должны допускать работу при отклонении частоты: - в диапазоне от 49,0 до 50,5 гц – длительно; - в диапазонах (47,5 – 49,0) гц и (50,5-52,5) гц – до 5 мин однократно, но не более 750 мин в течение срока эксплуатации; - в диапазоне (46,0 – 47,5) гц – до 30 сек однократно, но не более 300 мин в течение срока эксплуатации; затворы с электроприводом должны иметь концевые контакты для сигнализации крайнего и промежуточного положений запорного органа, а также моментные выключатели. концевые и моментные выключатели э/п: u - от 24 до 48 в; i - от 1 до 400 ма; эмс по гост 32137-2013 - iii «а»; напряжение питания э/п: 380/220 в отклонение от +10 до -15%; t открытия не более 100 с. электроприводы и редукторы должны иметь степень защиты не ниже ip67 хар-ки морской воды: - общее солесодержание 3,6 %; - хлориды 19500 мг/л; - рн 7,7...8,0. | qnc | 1 | Butterfly valve | 1950 | pcs. шт. |  | затвор дисковый цкб к99195-1200 маткорп=сталь углеродистая dn=1200 p=0.6мпа рабср=вода морская tрабср=до 60°с спосприсоед=межфланцевый с ответными фланцами спосупр=встроенный электропривод прив=2-пб-17 pприв=1.7квт 4 н ii ту 3742-044-34390194-2004 | 2.исуп.11888987 | тм4/iii | 1015678 | 40upx-рыбозащитное сооружение / fish protection facility | 2020-10-23 00:00:00 | 1950 | 0 | 0 | 0 | 9(ож1)/iii |  | 110.7.43 | 1625 | 2.733 | as per type по типу тu 3742-044-34390194-2004 тu 3742-044-34390194-2004; r01.kk34.0.0.sr.tt.wd001; дтт | 1 |  | , Manual, Hydraulic, BS, self-operated, Pneumatic | yes |  | Acid, Acid, Acid, Aggressive water, Aggressive water, Aggressive water, Air, Air, Alkali, Alkali, Alkali, Alkali solution, Ammonia, Ammonia solution, Blowdown water, Boric acid solution, Boric acid solution, Boric acid solution, Boric acid solution, Boric acid solution, Boric acid solution, Boric acid solution, Boric concentrate, Boric concentrate, bottoms liquid, caustic soda, Chemical, Chilled water, Chilled water, coagulant, coagulant solution, Compressed air, Condensate, Condensate, Condensate, Condensate, Condensate, Condensate, Decontamination solution, Decontamination solution, Desalted water, Desalted water, Distillate, Distillate, Ethanolamine solution, Feed water, Feed water, Gas, Gas mixture, Gas mixture, Hydrazine hydrate, Hydrazine solution, Hydrogen, LCQ-2 filter regeneration solutions, Mains water, Mains water, Nitric acid, Nitric acid solution, Nitrogen, Nitrogen, oil, Overheated water, oxygen, phosphate solution, primary coolant, primary coolant, primary coolant, primary coolant, Pulp, radioactive gas, radioactive gas, radioactive gas, radioactive gas, radioactive liquid, reagents, reagents, Sea water, slime, slurry water, Sodium hydroxide, Steam, Steam, Steam, Steam-air mixture, Steam-water mixture, Steam-water mixture, Steam-water mixture, sulphuric acid, sulphuric acid, washing solution, washing solution, washing solution, washing solution, Zinc Compound Solution, Water, Water, Water, Water, Water, Water, Water, Water, Water, Water, Water, Water, Water, Water, Water, Water, Water, Water, Water, Water, Water, Water, Water, Water, drainage |  |  |  |  | 1, 1, 2, 2 | yes
162 | цкб к99195-1200 dn 1200 pd 0,6 mpа td 60oc морская вода/sea water dn 1200 мм pр 0,6 mпа тр 60oc | 40pul30aa001 | body and disk material is carbon steel or equivalent with a solid rubberizing resistant to seawater. mating flanges – carbon steel корпус и диск из CS.ст или аналога с твердым гуммированием, стойким к морской воде. ответные фланцы - из - CS ст. | , 4/app. , 4/прил. | place of installation is in attended rooms outside containment. type of structure is two-eccentric with flange. the structure is repairable. outer coating is powder-based epoxi of 250mcm thick not less. material of valve fasteners is stainless steel class а4 or equivalent, toleraable to effects of seawater. return flange and fasteners shall enters supply scope. hydraulic resistance factor 1,0 not above. hydrotest pressure 1,5 рн. tightness class a as per gost 9544. l= not above 750mm(with return flanges). type of edge cut -1-24-1(с-24-1), connected pipedn х s-1220x12 mm; service life 30 yrs not less. electric actuator shall meet np-068-05 i.5.1, 5.3; electric actuators shall tolerate frequency deviation within range from 49,0 to 50,5 hz – continuously; within range (47,5 – 49,0) hz and (50,5-52,5) hz – up to 5 min once, however not above 750 min for entire service life; within range (46,0 – 47,5) hz – up to 30 s once, however not above 300 min for entire service life; electrically driven seals shall be equipped with limit and moment switches: u - from 24 to 48 v; i - from 1 to 400 mа; emc as per gost 32137-2013 - iii «а»; voltage 380/220 v deviation from +10 to -15%; time of opening 100 s not above. protection class ip67 characteristics of seawater: - overall solt content 3,6 %; - chlorides 19500 mg/l; - рн 7,7...8,0. место установки - в обслуживаемых помещениях вне герметичной оболочки реактора. конструкция двухэксцентриковая, фланцевая, ремонтопригодная. наружное покрытие эпоксидное порошковое толщиной не менее 250мкм. крепежные изделия арматуры из н/ж стали а4 или аналога, стойкой к морской воде ответные фланцы и крепеж должны входить в поставку. коэффициент гидравлического сопротивления не более 1,0. давление гидроиспытаний - 1,5 рн. герметичность - класс а по гост9544. l= не более 750мм(с ответными фланцами). тип разделки-1-24-1(с-24-1), стыкуемая труба dn х s-1220x12 мм; срок службы – не менее 30 лет. э/п должен соответствовать нп-068-05 п.5.1, 5.3; э/п должны допускать работу при отклонении частоты: - в диапазоне от 49,0 до 50,5 гц – длительно; - в диапазонах (47,5 – 49,0) гц и (50,5-52,5) гц – до 5 мин однократно, но не более 750 мин в течение срока эксплуатации; - в диапазоне (46,0 – 47,5) гц – до 30 сек однократно, но не более 300 мин в течение срока эксплуатации; затворы с электроприводом должны иметь концевые контакты для сигнализации крайнего и промежуточного положений запорного органа, а также моментные выключатели. концевые и моментные выключатели э/п: u - от 24 до 48 в; i - от 1 до 400 ма; эмс по гост 32137-2013 - iii «а»; напряжение питания э/п: 380/220 в отклонение от +10 до -15%; t открытия не более 100 с. электроприводы и редукторы должны иметь степень защиты не ниже ip67 хар-ки морской воды: - общее солесодержание 3,6 %; - хлориды 19500 мг/л; - рн 7,7...8,0. | qnc | 1 | Butterfly valve | 1950 | pcs. шт. |  | затвор дисковый цкб к99195-1200 маткорп=сталь углеродистая dn=1200 p=0.6мпа рабср=вода морская tрабср=до 60°с спосприсоед=межфланцевый с ответными фланцами спосупр=встроенный электропривод прив=2-пб-17 pприв=1.7квт 4 н ii ту 3742-044-34390194-2004 | 2.исуп.11888988 | тм4/iii | 1015678 | 40upx-рыбозащитное сооружение / fish protection facility | 2020-10-23 00:00:00 | 1950 | 0 | 0 | 0 | 9(ож1)/iii |  | 110.7.43 | 1626 | 2.733 | as per type по типу тu 3742-044-34390194-2004 тu 3742-044-34390194-2004; r01.kk34.0.0.sr.tt.wd001; дтт | 1 |  | , Manual, Hydraulic, BS, self-operated, Pneumatic | yes |  | Acid, Acid, Acid, Aggressive water, Aggressive water, Aggressive water, Air, Air, Alkali, Alkali, Alkali, Alkali solution, Ammonia, Ammonia solution, Blowdown water, Boric acid solution, Boric acid solution, Boric acid solution, Boric acid solution, Boric acid solution, Boric acid solution, Boric acid solution, Boric concentrate, Boric concentrate, bottoms liquid, caustic soda, Chemical, Chilled water, Chilled water, coagulant, coagulant solution, Compressed air, Condensate, Condensate, Condensate, Condensate, Condensate, Condensate, Decontamination solution, Decontamination solution, Desalted water, Desalted water, Distillate, Distillate, Ethanolamine solution, Feed water, Feed water, Gas, Gas mixture, Gas mixture, Hydrazine hydrate, Hydrazine solution, Hydrogen, LCQ-2 filter regeneration solutions, Mains water, Mains water, Nitric acid, Nitric acid solution, Nitrogen, Nitrogen, oil, Overheated water, oxygen, phosphate solution, primary coolant, primary coolant, primary coolant, primary coolant, Pulp, radioactive gas, radioactive gas, radioactive gas, radioactive gas, radioactive liquid, reagents, reagents, Sea water, slime, slurry water, Sodium hydroxide, Steam, Steam, Steam, Steam-air mixture, Steam-water mixture, Steam-water mixture, Steam-water mixture, sulphuric acid, sulphuric acid, washing solution, washing solution, washing solution, washing solution, Zinc Compound Solution, Water, Water, Water, Water, Water, Water, Water, Water, Water, Water, Water, Water, Water, Water, Water, Water, Water, Water, Water, Water, Water, Water, Water, Water, drainage |  |  |  |  | 1, 1, 2, 2 | yes
163 | цкб к99195-400 dn 400 pd 0,6 mpа td 60oc морская вода/sea water dn 400 мм pр 0,6 mpа tp 60 0c | 40pcb60aa001 | body and disk material is carbon steel or equivalent with a solid rubberizing resistant to seawater. mating flanges – carbon steel корпус и диск из CS.ст или аналога с твердым гуммированием, стойким к морской воде. ответные фланцы - из - CS ст. | , 4/app. , 4/прил. | place of installation is in attended rooms outside containment. type of structure is two-eccentric with flange. the structure is repairable. outer coating is powder-based epoxi of 250mcm thick not less. material of valve fasteners is stainless steel class а4 or equivalent, toleraable to effects of seawater. return flange and fasteners shall enters supply scope. hydraulic resistance factor 1,0 not above. hydrotest pressure 1,5 рн. l= not above 350mm(with return flanges). type of edge cut -1-24-1(с-24-1), connected pipedn х s-426x12 mm; service life 30 yrs not less. electric actuator shall meet np-068-05 i.5.1, 5.3; electric actuators shall tolerate frequency deviation within range from 49,0 to 50,5 hz – continuously; within range (47,5 – 49,0) hz and (50,5-52,5) hz – up to 5 min once, however not above 750 min for entire service life; within range (46,0 – 47,5) hz – up to 30 s once, however not above 300 min for entire service life; electrically driven seals shall be equipped with limit and moment switches: u - from 24 to 48 v; i - from 1 to 400 mа; emc as per gost 32137-2013 - iii «а»; voltage 220 v deviation from +10 to -15%; 380/220 v deviation from +10 to -15%; time of opening 150 s not above. protection class ip67 место установки - в обслуживаемых помещениях вне герметичной оболочки реактора. конструкция двухэксцентриковая, фланцевая, ремонтопригодная. наружное покрытие эпоксидное порошковое толщиной не менее 250мкм. крепежные изделия арматуры из н/ж стали а4 или аналога, стойкой к морской воде ответные фланцы и крепеж должны входить в поставку. коэффициент гидравлического сопротивления не более 1,0. давление гидроиспытаний - 1,5 рн. герметичность - класс а по гост9544. l= не более 350мм(с ответными фланцами). тип разделки-1-24-1(с-24-1), стыкуемая труба dn х s-426x12 мм; срок службы – не менее 30 лет. э/п должен соответствовать нп-068-05 п.5.1, 5.3; э/п должны допускать работу при отклонении частоты: - в диапазоне от 49,0 до 50,5 гц – длительно; - в диапазонах (47,5 – 49,0) гц и (50,5-52,5) гц – до 5 мин однократно, но не более750 мин в течение срока эксплуатации; - в диапазонах (47,5 – 49,0) гц и (50,5-52,5) гц – до 5 мин однократно, но не более750 мин в течение срока эксплуатации; - в диапазоне (46,0 – 47,5) гц – до 30 сек однократно, но не более 300 мин в течение срока эксплуатации; - в диапазоне (46,0 – 47,5) гц – до 30 сек однократно, но не более 300 мин в течение срока эксплуатации; затворы с электроприводом должны иметь концевые контакты для сигнализации крайнего и промежуточного положений запорного органа, а также моментные выключатели. концевые и моментные выключатели э/п: u - от 24 до 48 в; i - от 1 до 400 ма; эмс по гост 32137-2013 - iii «а»; напряжение питания э/п: 220 в отклонение от +10 до -15%; 380/220 в отклонение от +10 до -15%; t открытия не более 150 с. электроприводы и редукторы должны иметь степень защиты не ниже ip67 | qnc | 1 | Butterfly valve | 220 | pcs. шт. |  | затвор дисковый цкб к99195-400 ду400 рр0.6мпа фланцевый морская вода 60с c электроприводом 2-пм-25 0.025квт ту 3742-044-34390194-2004 4н ii | 2.исуп.11889035 | tm4/iii | 769772 | 40uqa-основная насосная станция / main pump station | 2020-10-23 00:00:00 | 220 | 0 | 0 | 0 | 9(ож1)/iii |  | 110.7.1.1 | 1627 | 2.685 | as per type по типу тu 3742-044-34390194-2004 ту 3742-044-34390194-2004; r01.kk34.0.0.sr.tt.wd001; дтт | 1 |  | , Manual, Hydraulic, BS, self-operated, Pneumatic | yes |  | Acid, Acid, Acid, Aggressive water, Aggressive water, Aggressive water, Air, Air, Alkali, Alkali, Alkali, Alkali solution, Ammonia, Ammonia solution, Blowdown water, Boric acid solution, Boric acid solution, Boric acid solution, Boric acid solution, Boric acid solution, Boric acid solution, Boric acid solution, Boric concentrate, Boric concentrate, bottoms liquid, caustic soda, Chemical, Chilled water, Chilled water, coagulant, coagulant solution, Compressed air, Condensate, Condensate, Condensate, Condensate, Condensate, Condensate, Decontamination solution, Decontamination solution, Desalted water, Desalted water, Distillate, Distillate, Ethanolamine solution, Feed water, Feed water, Gas, Gas mixture, Gas mixture, Hydrazine hydrate, Hydrazine solution, Hydrogen, LCQ-2 filter regeneration solutions, Mains water, Mains water, Nitric acid, Nitric acid solution, Nitrogen, Nitrogen, oil, Overheated water, oxygen, phosphate solution, primary coolant, primary coolant, primary coolant, primary coolant, Pulp, radioactive gas, radioactive gas, radioactive gas, radioactive gas, radioactive liquid, reagents, reagents, Sea water, slime, slurry water, Sodium hydroxide, Steam, Steam, Steam, Steam-air mixture, Steam-water mixture, Steam-water mixture, Steam-water mixture, sulphuric acid, sulphuric acid, washing solution, washing solution, washing solution, washing solution, Zinc Compound Solution, Water, Water, Water, Water, Water, Water, Water, Water, Water, Water, Water, Water, Water, Water, Water, Water, Water, Water, Water, Water, Water, Water, Water, Water, drainage |  |  |  |  | 1, 1, 2, 2 | yes
164 | цкб к99195-400 dn 400 pd 0,6 mpа td 60oc морская вода/sea water dn 400 мм pр 0,6 mpа tp 60 0c | 40pcb60aa002 | body and disk material is carbon steel or equivalent with a solid rubberizing resistant to seawater. mating flanges – carbon steel корпус и диск из CS.ст или аналога с твердым гуммированием, стойким к морской воде. ответные фланцы - из - CS ст. | , 4/app. , 4/прил. | place of installation is in attended rooms outside containment. type of structure is two-eccentric with flange. the structure is repairable. outer coating is powder-based epoxi of 250mcm thick not less. material of valve fasteners is stainless steel class а4 or equivalent, toleraable to effects of seawater. return flange and fasteners shall enters supply scope. hydraulic resistance factor 1,0 not above. hydrotest pressure 1,5 рн. l= not above 350mm(with return flanges). type of edge cut -1-24-1(с-24-1), connected pipedn х s-426x12 mm; service life 30 yrs not less. electric actuator shall meet np-068-05 i.5.1, 5.3; electric actuators shall tolerate frequency deviation within range from 49,0 to 50,5 hz – continuously; within range (47,5 – 49,0) hz and (50,5-52,5) hz – up to 5 min once, however not above 750 min for entire service life; within range (46,0 – 47,5) hz – up to 30 s once, however not above 300 min for entire service life; electrically driven seals shall be equipped with limit and moment switches: u - from 24 to 48 v; i - from 1 to 400 mа; emc as per gost 32137-2013 - iii «а»; voltage 220 v deviation from +10 to -15%; 380/220 v deviation from +10 to -15%; time of opening 150 s not above. protection class ip67 место установки - в обслуживаемых помещениях вне герметичной оболочки реактора. конструкция двухэксцентриковая, фланцевая, ремонтопригодная. наружное покрытие эпоксидное порошковое толщиной не менее 250мкм. крепежные изделия арматуры из н/ж стали а4 или аналога, стойкой к морской воде ответные фланцы и крепеж должны входить в поставку. коэффициент гидравлического сопротивления не более 1,0. давление гидроиспытаний - 1,5 рн. герметичность - класс а по гост9544. l= не более 350мм(с ответными фланцами). тип разделки-1-24-1(с-24-1), стыкуемая труба dn х s-426x12 мм; срок службы – не менее 30 лет. э/п должен соответствовать нп-068-05 п.5.1, 5.3; э/п должны допускать работу при отклонении частоты: - в диапазоне от 49,0 до 50,5 гц – длительно; - в диапазонах (47,5 – 49,0) гц и (50,5-52,5) гц – до 5 мин однократно, но не более750 мин в течение срока эксплуатации; - в диапазонах (47,5 – 49,0) гц и (50,5-52,5) гц – до 5 мин однократно, но не более750 мин в течение срока эксплуатации; - в диапазоне (46,0 – 47,5) гц – до 30 сек однократно, но не более 300 мин в течение срока эксплуатации; - в диапазоне (46,0 – 47,5) гц – до 30 сек однократно, но не более 300 мин в течение срока эксплуатации; затворы с электроприводом должны иметь концевые контакты для сигнализации крайнего и промежуточного положений запорного органа, а также моментные выключатели. концевые и моментные выключатели э/п: u - от 24 до 48 в; i - от 1 до 400 ма; эмс по гост 32137-2013 - iii «а»; напряжение питания э/п: 220 в отклонение от +10 до -15%; 380/220 в отклонение от +10 до -15%; t открытия не более 150 с. электроприводы и редукторы должны иметь степень защиты не ниже ip67 | qnc | 1 | Butterfly valve | 220 | pcs. шт. |  | затвор дисковый цкб к99195-400 ду400 рр0.6мпа фланцевый морская вода 60с c электроприводом 2-пм-25 0.025квт ту 3742-044-34390194-2004 4н ii | 2.исуп.11889036 | tm4/iii | 769772 | 40uqa-основная насосная станция / main pump station | 2020-10-23 00:00:00 | 220 | 0 | 0 | 0 | 9(ож1)/iii |  | 110.7.1.1 | 1628 | 2.685 | as per type по типу тu 3742-044-34390194-2004 ту 3742-044-34390194-2004; r01.kk34.0.0.sr.tt.wd001; дтт | 1 |  | , Manual, Hydraulic, BS, self-operated, Pneumatic | yes |  | Acid, Acid, Acid, Aggressive water, Aggressive water, Aggressive water, Air, Air, Alkali, Alkali, Alkali, Alkali solution, Ammonia, Ammonia solution, Blowdown water, Boric acid solution, Boric acid solution, Boric acid solution, Boric acid solution, Boric acid solution, Boric acid solution, Boric acid solution, Boric concentrate, Boric concentrate, bottoms liquid, caustic soda, Chemical, Chilled water, Chilled water, coagulant, coagulant solution, Compressed air, Condensate, Condensate, Condensate, Condensate, Condensate, Condensate, Decontamination solution, Decontamination solution, Desalted water, Desalted water, Distillate, Distillate, Ethanolamine solution, Feed water, Feed water, Gas, Gas mixture, Gas mixture, Hydrazine hydrate, Hydrazine solution, Hydrogen, LCQ-2 filter regeneration solutions, Mains water, Mains water, Nitric acid, Nitric acid solution, Nitrogen, Nitrogen, oil, Overheated water, oxygen, phosphate solution, primary coolant, primary coolant, primary coolant, primary coolant, Pulp, radioactive gas, radioactive gas, radioactive gas, radioactive gas, radioactive liquid, reagents, reagents, Sea water, slime, slurry water, Sodium hydroxide, Steam, Steam, Steam, Steam-air mixture, Steam-water mixture, Steam-water mixture, Steam-water mixture, sulphuric acid, sulphuric acid, washing solution, washing solution, washing solution, washing solution, Zinc Compound Solution, Water, Water, Water, Water, Water, Water, Water, Water, Water, Water, Water, Water, Water, Water, Water, Water, Water, Water, Water, Water, Water, Water, Water, Water, drainage |  |  |  |  | 1, 1, 2, 2 | yes
165 | цкб к99195-400 dn 400 pd 0,6 mpа td 60oc морская вода/sea water dn 400 мм pр 0,6 mpа tp 60 0c | 40pcb61aa001 | body and disk material is carbon steel or equivalent with a solid rubberizing resistant to seawater. mating flanges – carbon steel корпус и диск из CS.ст или аналога с твердым гуммированием, стойким к морской воде. ответные фланцы - из - CS ст. | , 4/app. , 4/прил. | place of installation is in attended rooms outside containment. type of structure is two-eccentric with flange. the structure is repairable. outer coating is powder-based epoxi of 250mcm thick not less. material of valve fasteners is stainless steel class а4 or equivalent, toleraable to effects of seawater. return flange and fasteners shall enters supply scope. hydraulic resistance factor 1,0 not above. hydrotest pressure 1,5 рн. l= not above 350mm(with return flanges). type of edge cut -1-24-1(с-24-1), connected pipedn х s-426x12 mm; service life 30 yrs not less. electric actuator shall meet np-068-05 i.5.1, 5.3; electric actuators shall tolerate frequency deviation within range from 49,0 to 50,5 hz – continuously; within range (47,5 – 49,0) hz and (50,5-52,5) hz – up to 5 min once, however not above 750 min for entire service life; within range (46,0 – 47,5) hz – up to 30 s once, however not above 300 min for entire service life; electrically driven seals shall be equipped with limit and moment switches: u - from 24 to 48 v; i - from 1 to 400 mа; emc as per gost 32137-2013 - iii «а»; voltage 220 v deviation from +10 to -15%; 380/220 v deviation from +10 to -15%; time of opening 150 s not above. protection class ip67 место установки - в обслуживаемых помещениях вне герметичной оболочки реактора. конструкция двухэксцентриковая, фланцевая, ремонтопригодная. наружное покрытие эпоксидное порошковое толщиной не менее 250мкм. крепежные изделия арматуры из н/ж стали а4 или аналога, стойкой к морской воде ответные фланцы и крепеж должны входить в поставку. коэффициент гидравлического сопротивления не более 1,0. давление гидроиспытаний - 1,5 рн. герметичность - класс а по гост9544. l= не более 350мм(с ответными фланцами). тип разделки-1-24-1(с-24-1), стыкуемая труба dn х s-426x12 мм; срок службы – не менее 30 лет. э/п должен соответствовать нп-068-05 п.5.1, 5.3; э/п должны допускать работу при отклонении частоты: - в диапазоне от 49,0 до 50,5 гц – длительно; - в диапазонах (47,5 – 49,0) гц и (50,5-52,5) гц – до 5 мин однократно, но не более750 мин в течение срока эксплуатации; - в диапазонах (47,5 – 49,0) гц и (50,5-52,5) гц – до 5 мин однократно, но не более750 мин в течение срока эксплуатации; - в диапазоне (46,0 – 47,5) гц – до 30 сек однократно, но не более 300 мин в течение срока эксплуатации; - в диапазоне (46,0 – 47,5) гц – до 30 сек однократно, но не более 300 мин в течение срока эксплуатации; затворы с электроприводом должны иметь концевые контакты для сигнализации крайнего и промежуточного положений запорного органа, а также моментные выключатели. концевые и моментные выключатели э/п: u - от 24 до 48 в; i - от 1 до 400 ма; эмс по гост 32137-2013 - iii «а»; напряжение питания э/п: 220 в отклонение от +10 до -15%; 380/220 в отклонение от +10 до -15%; t открытия не более 150 с. электроприводы и редукторы должны иметь степень защиты не ниже ip67 | qnc | 1 | Butterfly valve | 220 | pcs. шт. |  | затвор дисковый цкб к99195-400 ду400 рр0.6мпа фланцевый морская вода 60с c электроприводом 2-пм-25 0.025квт ту 3742-044-34390194-2004 4н ii | 2.исуп.11889037 | tm4/iii | 769772 | 40uqa-основная насосная станция / main pump station | 2020-10-23 00:00:00 | 220 | 0 | 0 | 0 | 9(ож1)/iii |  | 110.7.1.1 | 1629 | 2.685 | as per type по типу тu 3742-044-34390194-2004 ту 3742-044-34390194-2004; r01.kk34.0.0.sr.tt.wd001; дтт | 1 |  | , Manual, Hydraulic, BS, self-operated, Pneumatic | yes |  | Acid, Acid, Acid, Aggressive water, Aggressive water, Aggressive water, Air, Air, Alkali, Alkali, Alkali, Alkali solution, Ammonia, Ammonia solution, Blowdown water, Boric acid solution, Boric acid solution, Boric acid solution, Boric acid solution, Boric acid solution, Boric acid solution, Boric acid solution, Boric concentrate, Boric concentrate, bottoms liquid, caustic soda, Chemical, Chilled water, Chilled water, coagulant, coagulant solution, Compressed air, Condensate, Condensate, Condensate, Condensate, Condensate, Condensate, Decontamination solution, Decontamination solution, Desalted water, Desalted water, Distillate, Distillate, Ethanolamine solution, Feed water, Feed water, Gas, Gas mixture, Gas mixture, Hydrazine hydrate, Hydrazine solution, Hydrogen, LCQ-2 filter regeneration solutions, Mains water, Mains water, Nitric acid, Nitric acid solution, Nitrogen, Nitrogen, oil, Overheated water, oxygen, phosphate solution, primary coolant, primary coolant, primary coolant, primary coolant, Pulp, radioactive gas, radioactive gas, radioactive gas, radioactive gas, radioactive liquid, reagents, reagents, Sea water, slime, slurry water, Sodium hydroxide, Steam, Steam, Steam, Steam-air mixture, Steam-water mixture, Steam-water mixture, Steam-water mixture, sulphuric acid, sulphuric acid, washing solution, washing solution, washing solution, washing solution, Zinc Compound Solution, Water, Water, Water, Water, Water, Water, Water, Water, Water, Water, Water, Water, Water, Water, Water, Water, Water, Water, Water, Water, Water, Water, Water, Water, drainage |  |  |  |  | 1, 1, 2, 2 | yes
166 | цкб к99195-400 dn 400 pd 0,6 mpа td 60oc морская вода/sea water dn 400 мм pр 0,6 mpа tp 60 0c | 40pcb71aa001 | body and disk material is carbon steel or equivalent with a solid rubberizing resistant to seawater. mating flanges – carbon steel корпус и диск из CS.ст или аналога с твердым гуммированием, стойким к морской воде. ответные фланцы - из - CS ст. | , 4/app. , 4/прил. | place of installation is in attended rooms outside containment. type of structure is two-eccentric with flange. the structure is repairable. outer coating is powder-based epoxi of 250mcm thick not less. material of valve fasteners is stainless steel class а4 or equivalent, toleraable to effects of seawater. return flange and fasteners shall enters supply scope. hydraulic resistance factor 1,0 not above. hydrotest pressure 1,5 рн. l= not above 350mm(with return flanges). type of edge cut -1-24-1(с-24-1), connected pipedn х s-426x12 mm; service life 30 yrs not less. electric actuator shall meet np-068-05 i.5.1, 5.3; electric actuators shall tolerate frequency deviation within range from 49,0 to 50,5 hz – continuously; within range (47,5 – 49,0) hz and (50,5-52,5) hz – up to 5 min once, however not above 750 min for entire service life; within range (46,0 – 47,5) hz – up to 30 s once, however not above 300 min for entire service life; electrically driven seals shall be equipped with limit and moment switches: u - from 24 to 48 v; i - from 1 to 400 mа; emc as per gost 32137-2013 - iii «а»; voltage 220 v deviation from +10 to -15%; 380/220 v deviation from +10 to -15%; time of opening 150 s not above. protection class ip67 место установки - в обслуживаемых помещениях вне герметичной оболочки реактора. конструкция двухэксцентриковая, фланцевая, ремонтопригодная. наружное покрытие эпоксидное порошковое толщиной не менее 250мкм. крепежные изделия арматуры из н/ж стали а4 или аналога, стойкой к морской воде ответные фланцы и крепеж должны входить в поставку. коэффициент гидравлического сопротивления не более 1,0. давление гидроиспытаний - 1,5 рн. герметичность - класс а по гост9544. l= не более 350мм(с ответными фланцами). тип разделки-1-24-1(с-24-1), стыкуемая труба dn х s-426x12 мм; срок службы – не менее 30 лет. э/п должен соответствовать нп-068-05 п.5.1, 5.3; э/п должны допускать работу при отклонении частоты: - в диапазоне от 49,0 до 50,5 гц – длительно; - в диапазонах (47,5 – 49,0) гц и (50,5-52,5) гц – до 5 мин однократно, но не более750 мин в течение срока эксплуатации; - в диапазонах (47,5 – 49,0) гц и (50,5-52,5) гц – до 5 мин однократно, но не более750 мин в течение срока эксплуатации; - в диапазоне (46,0 – 47,5) гц – до 30 сек однократно, но не более 300 мин в течение срока эксплуатации; - в диапазоне (46,0 – 47,5) гц – до 30 сек однократно, но не более 300 мин в течение срока эксплуатации; затворы с электроприводом должны иметь концевые контакты для сигнализации крайнего и промежуточного положений запорного органа, а также моментные выключатели. концевые и моментные выключатели э/п: u - от 24 до 48 в; i - от 1 до 400 ма; эмс по гост 32137-2013 - iii «а»; напряжение питания э/п: 220 в отклонение от +10 до -15%; 380/220 в отклонение от +10 до -15%; t открытия не более 150 с. электроприводы и редукторы должны иметь степень защиты не ниже ip67 | qnc | 1 | Butterfly valve | 220 | pcs. шт. |  | затвор дисковый цкб к99195-400 ду400 рр0.6мпа фланцевый морская вода 60с c электроприводом 2-пм-25 0.025квт ту 3742-044-34390194-2004 4н ii | 2.исуп.11889038 | tm4/iii | 769772 | 40uqa-основная насосная станция / main pump station | 2020-10-23 00:00:00 | 220 | 0 | 0 | 0 | 9(ож1)/iii |  | 110.7.1.1 | 1630 | 2.685 | as per type по типу тu 3742-044-34390194-2004 ту 3742-044-34390194-2004; r01.kk34.0.0.sr.tt.wd001; дтт | 1 |  | , Manual, Hydraulic, BS, self-operated, Pneumatic | yes |  | Acid, Acid, Acid, Aggressive water, Aggressive water, Aggressive water, Air, Air, Alkali, Alkali, Alkali, Alkali solution, Ammonia, Ammonia solution, Blowdown water, Boric acid solution, Boric acid solution, Boric acid solution, Boric acid solution, Boric acid solution, Boric acid solution, Boric acid solution, Boric concentrate, Boric concentrate, bottoms liquid, caustic soda, Chemical, Chilled water, Chilled water, coagulant, coagulant solution, Compressed air, Condensate, Condensate, Condensate, Condensate, Condensate, Condensate, Decontamination solution, Decontamination solution, Desalted water, Desalted water, Distillate, Distillate, Ethanolamine solution, Feed water, Feed water, Gas, Gas mixture, Gas mixture, Hydrazine hydrate, Hydrazine solution, Hydrogen, LCQ-2 filter regeneration solutions, Mains water, Mains water, Nitric acid, Nitric acid solution, Nitrogen, Nitrogen, oil, Overheated water, oxygen, phosphate solution, primary coolant, primary coolant, primary coolant, primary coolant, Pulp, radioactive gas, radioactive gas, radioactive gas, radioactive gas, radioactive liquid, reagents, reagents, Sea water, slime, slurry water, Sodium hydroxide, Steam, Steam, Steam, Steam-air mixture, Steam-water mixture, Steam-water mixture, Steam-water mixture, sulphuric acid, sulphuric acid, washing solution, washing solution, washing solution, washing solution, Zinc Compound Solution, Water, Water, Water, Water, Water, Water, Water, Water, Water, Water, Water, Water, Water, Water, Water, Water, Water, Water, Water, Water, Water, Water, Water, Water, drainage |  |  |  |  | 1, 1, 2, 2 | yes
167 | цкб к99195-400 dn 400 pd 0,6 mpа td 60oc морская вода/sea water dn 400 мм pр 0,6 mpа tp 60 0c | 40pcb72aa001 | body and disk material is carbon steel or equivalent with a solid rubberizing resistant to seawater. mating flanges – carbon steel корпус и диск из CS.ст или аналога с твердым гуммированием, стойким к морской воде. ответные фланцы - из - CS ст. | , 4/app. , 4/прил. | place of installation is in attended rooms outside containment. type of structure is two-eccentric with flange. the structure is repairable. outer coating is powder-based epoxi of 250mcm thick not less. material of valve fasteners is stainless steel class а4 or equivalent, toleraable to effects of seawater. return flange and fasteners shall enters supply scope. hydraulic resistance factor 1,0 not above. hydrotest pressure 1,5 рн. l= not above 350mm(with return flanges). type of edge cut -1-24-1(с-24-1), connected pipedn х s-426x12 mm; service life 30 yrs not less. electric actuator shall meet np-068-05 i.5.1, 5.3; electric actuators shall tolerate frequency deviation within range from 49,0 to 50,5 hz – continuously; within range (47,5 – 49,0) hz and (50,5-52,5) hz – up to 5 min once, however not above 750 min for entire service life; within range (46,0 – 47,5) hz – up to 30 s once, however not above 300 min for entire service life; electrically driven seals shall be equipped with limit and moment switches: u - from 24 to 48 v; i - from 1 to 400 mа; emc as per gost 32137-2013 - iii «а»; voltage 220 v deviation from +10 to -15%; 380/220 v deviation from +10 to -15%; time of opening 150 s not above. protection class ip67 место установки - в обслуживаемых помещениях вне герметичной оболочки реактора. конструкция двухэксцентриковая, фланцевая, ремонтопригодная. наружное покрытие эпоксидное порошковое толщиной не менее 250мкм. крепежные изделия арматуры из н/ж стали а4 или аналога, стойкой к морской воде ответные фланцы и крепеж должны входить в поставку. коэффициент гидравлического сопротивления не более 1,0. давление гидроиспытаний - 1,5 рн. герметичность - класс а по гост9544. l= не более 350мм(с ответными фланцами). тип разделки-1-24-1(с-24-1), стыкуемая труба dn х s-426x12 мм; срок службы – не менее 30 лет. э/п должен соответствовать нп-068-05 п.5.1, 5.3; э/п должны допускать работу при отклонении частоты: - в диапазоне от 49,0 до 50,5 гц – длительно; - в диапазонах (47,5 – 49,0) гц и (50,5-52,5) гц – до 5 мин однократно, но не более750 мин в течение срока эксплуатации; - в диапазонах (47,5 – 49,0) гц и (50,5-52,5) гц – до 5 мин однократно, но не более750 мин в течение срока эксплуатации; - в диапазоне (46,0 – 47,5) гц – до 30 сек однократно, но не более 300 мин в течение срока эксплуатации; - в диапазоне (46,0 – 47,5) гц – до 30 сек однократно, но не более 300 мин в течение срока эксплуатации; затворы с электроприводом должны иметь концевые контакты для сигнализации крайнего и промежуточного положений запорного органа, а также моментные выключатели. концевые и моментные выключатели э/п: u - от 24 до 48 в; i - от 1 до 400 ма; эмс по гост 32137-2013 - iii «а»; напряжение питания э/п: 220 в отклонение от +10 до -15%; 380/220 в отклонение от +10 до -15%; t открытия не более 150 с. электроприводы и редукторы должны иметь степень защиты не ниже ip67 | qnc | 1 | Butterfly valve | 220 | pcs. шт. |  | затвор дисковый цкб к99195-400 ду400 рр0.6мпа фланцевый морская вода 60с c электроприводом 2-пм-25 0.025квт ту 3742-044-34390194-2004 4н ii | 2.исуп.11889039 | tm4/iii | 769772 | 40uqa-основная насосная станция / main pump station | 2020-10-23 00:00:00 | 220 | 0 | 0 | 0 | 9(ож1)/iii |  | 110.7.1.1 | 1631 | 2.685 | as per type по типу тu 3742-044-34390194-2004 ту 3742-044-34390194-2004; r01.kk34.0.0.sr.tt.wd001; дтт | 1 |  | , Manual, Hydraulic, BS, self-operated, Pneumatic | yes |  | Acid, Acid, Acid, Aggressive water, Aggressive water, Aggressive water, Air, Air, Alkali, Alkali, Alkali, Alkali solution, Ammonia, Ammonia solution, Blowdown water, Boric acid solution, Boric acid solution, Boric acid solution, Boric acid solution, Boric acid solution, Boric acid solution, Boric acid solution, Boric concentrate, Boric concentrate, bottoms liquid, caustic soda, Chemical, Chilled water, Chilled water, coagulant, coagulant solution, Compressed air, Condensate, Condensate, Condensate, Condensate, Condensate, Condensate, Decontamination solution, Decontamination solution, Desalted water, Desalted water, Distillate, Distillate, Ethanolamine solution, Feed water, Feed water, Gas, Gas mixture, Gas mixture, Hydrazine hydrate, Hydrazine solution, Hydrogen, LCQ-2 filter regeneration solutions, Mains water, Mains water, Nitric acid, Nitric acid solution, Nitrogen, Nitrogen, oil, Overheated water, oxygen, phosphate solution, primary coolant, primary coolant, primary coolant, primary coolant, Pulp, radioactive gas, radioactive gas, radioactive gas, radioactive gas, radioactive liquid, reagents, reagents, Sea water, slime, slurry water, Sodium hydroxide, Steam, Steam, Steam, Steam-air mixture, Steam-water mixture, Steam-water mixture, Steam-water mixture, sulphuric acid, sulphuric acid, washing solution, washing solution, washing solution, washing solution, Zinc Compound Solution, Water, Water, Water, Water, Water, Water, Water, Water, Water, Water, Water, Water, Water, Water, Water, Water, Water, Water, Water, Water, Water, Water, Water, Water, drainage |  |  |  |  | 1, 1, 2, 2 | yes
168 | цкб к99195-400 dn 400 pd 0,6 mpа td 60oc морская вода/sea water dn 400 мм pр 0,6 mpа tp 60 0c | 40pcb73aa001 | body and disk material is carbon steel or equivalent with a solid rubberizing resistant to seawater. mating flanges – carbon steel корпус и диск из CS.ст или аналога с твердым гуммированием, стойким к морской воде. ответные фланцы - из - CS ст. | , 4/app. , 4/прил. | place of installation is in attended rooms outside containment. type of structure is two-eccentric with flange. the structure is repairable. outer coating is powder-based epoxi of 250mcm thick not less. material of valve fasteners is stainless steel class а4 or equivalent, toleraable to effects of seawater. return flange and fasteners shall enters supply scope. hydraulic resistance factor 1,0 not above. hydrotest pressure 1,5 рн. l= not above 350mm(with return flanges). type of edge cut -1-24-1(с-24-1), connected pipedn х s-426x12 mm; service life 30 yrs not less. electric actuator shall meet np-068-05 i.5.1, 5.3; electric actuators shall tolerate frequency deviation within range from 49,0 to 50,5 hz – continuously; within range (47,5 – 49,0) hz and (50,5-52,5) hz – up to 5 min once, however not above 750 min for entire service life; within range (46,0 – 47,5) hz – up to 30 s once, however not above 300 min for entire service life; electrically driven seals shall be equipped with limit and moment switches: u - from 24 to 48 v; i - from 1 to 400 mа; emc as per gost 32137-2013 - iii «а»; voltage 220 v deviation from +10 to -15%; 380/220 v deviation from +10 to -15%; time of opening 150 s not above. protection class ip67 место установки - в обслуживаемых помещениях вне герметичной оболочки реактора. конструкция двухэксцентриковая, фланцевая, ремонтопригодная. наружное покрытие эпоксидное порошковое толщиной не менее 250мкм. крепежные изделия арматуры из н/ж стали а4 или аналога, стойкой к морской воде ответные фланцы и крепеж должны входить в поставку. коэффициент гидравлического сопротивления не более 1,0. давление гидроиспытаний - 1,5 рн. герметичность - класс а по гост9544. l= не более 350мм(с ответными фланцами). тип разделки-1-24-1(с-24-1), стыкуемая труба dn х s-426x12 мм; срок службы – не менее 30 лет. э/п должен соответствовать нп-068-05 п.5.1, 5.3; э/п должны допускать работу при отклонении частоты: - в диапазоне от 49,0 до 50,5 гц – длительно; - в диапазонах (47,5 – 49,0) гц и (50,5-52,5) гц – до 5 мин однократно, но не более750 мин в течение срока эксплуатации; - в диапазонах (47,5 – 49,0) гц и (50,5-52,5) гц – до 5 мин однократно, но не более750 мин в течение срока эксплуатации; - в диапазоне (46,0 – 47,5) гц – до 30 сек однократно, но не более 300 мин в течение срока эксплуатации; - в диапазоне (46,0 – 47,5) гц – до 30 сек однократно, но не более 300 мин в течение срока эксплуатации; затворы с электроприводом должны иметь концевые контакты для сигнализации крайнего и промежуточного положений запорного органа, а также моментные выключатели. концевые и моментные выключатели э/п: u - от 24 до 48 в; i - от 1 до 400 ма; эмс по гост 32137-2013 - iii «а»; напряжение питания э/п: 220 в отклонение от +10 до -15%; 380/220 в отклонение от +10 до -15%; t открытия не более 150 с. электроприводы и редукторы должны иметь степень защиты не ниже ip67 | qnc | 1 | Butterfly valve | 220 | pcs. шт. |  | затвор дисковый цкб к99195-400 ду400 рр0.6мпа фланцевый морская вода 60с c электроприводом 2-пм-25 0.025квт ту 3742-044-34390194-2004 4н ii | 2.исуп.11889040 | tm4/iii | 769772 | 40uqa-основная насосная станция / main pump station | 2020-10-23 00:00:00 | 220 | 0 | 0 | 0 | 9(ож1)/iii |  | 110.7.1.1 | 1632 | 2.685 | as per type по типу тu 3742-044-34390194-2004 ту 3742-044-34390194-2004; r01.kk34.0.0.sr.tt.wd001; дтт | 1 |  | , Manual, Hydraulic, BS, self-operated, Pneumatic | yes |  | Acid, Acid, Acid, Aggressive water, Aggressive water, Aggressive water, Air, Air, Alkali, Alkali, Alkali, Alkali solution, Ammonia, Ammonia solution, Blowdown water, Boric acid solution, Boric acid solution, Boric acid solution, Boric acid solution, Boric acid solution, Boric acid solution, Boric acid solution, Boric concentrate, Boric concentrate, bottoms liquid, caustic soda, Chemical, Chilled water, Chilled water, coagulant, coagulant solution, Compressed air, Condensate, Condensate, Condensate, Condensate, Condensate, Condensate, Decontamination solution, Decontamination solution, Desalted water, Desalted water, Distillate, Distillate, Ethanolamine solution, Feed water, Feed water, Gas, Gas mixture, Gas mixture, Hydrazine hydrate, Hydrazine solution, Hydrogen, LCQ-2 filter regeneration solutions, Mains water, Mains water, Nitric acid, Nitric acid solution, Nitrogen, Nitrogen, oil, Overheated water, oxygen, phosphate solution, primary coolant, primary coolant, primary coolant, primary coolant, Pulp, radioactive gas, radioactive gas, radioactive gas, radioactive gas, radioactive liquid, reagents, reagents, Sea water, slime, slurry water, Sodium hydroxide, Steam, Steam, Steam, Steam-air mixture, Steam-water mixture, Steam-water mixture, Steam-water mixture, sulphuric acid, sulphuric acid, washing solution, washing solution, washing solution, washing solution, Zinc Compound Solution, Water, Water, Water, Water, Water, Water, Water, Water, Water, Water, Water, Water, Water, Water, Water, Water, Water, Water, Water, Water, Water, Water, Water, Water, drainage |  |  |  |  | 1, 1, 2, 2 | yes
169 | цкб к99195-400 dn 400 pd 0,6 mpа td 60oc морская вода/sea water dn 400 мм pр 0,6 mpа tp 60 0c | 40pcb74aa001 | body and disk material is carbon steel or equivalent with a solid rubberizing resistant to seawater. mating flanges – carbon steel корпус и диск из CS.ст или аналога с твердым гуммированием, стойким к морской воде. ответные фланцы - из - CS ст. | , 4/app. , 4/прил. | place of installation is in attended rooms outside containment. type of structure is two-eccentric with flange. the structure is repairable. outer coating is powder-based epoxi of 250mcm thick not less. material of valve fasteners is stainless steel class а4 or equivalent, toleraable to effects of seawater. return flange and fasteners shall enters supply scope. hydraulic resistance factor 1,0 not above. hydrotest pressure 1,5 рн. l= not above 350mm(with return flanges). type of edge cut -1-24-1(с-24-1), connected pipedn х s-426x12 mm; service life 30 yrs not less. electric actuator shall meet np-068-05 i.5.1, 5.3; electric actuators shall tolerate frequency deviation within range from 49,0 to 50,5 hz – continuously; within range (47,5 – 49,0) hz and (50,5-52,5) hz – up to 5 min once, however not above 750 min for entire service life; within range (46,0 – 47,5) hz – up to 30 s once, however not above 300 min for entire service life; electrically driven seals shall be equipped with limit and moment switches: u - from 24 to 48 v; i - from 1 to 400 mа; emc as per gost 32137-2013 - iii «а»; voltage 220 v deviation from +10 to -15%; 380/220 v deviation from +10 to -15%; time of opening 150 s not above. protection class ip67 место установки - в обслуживаемых помещениях вне герметичной оболочки реактора. конструкция двухэксцентриковая, фланцевая, ремонтопригодная. наружное покрытие эпоксидное порошковое толщиной не менее 250мкм. крепежные изделия арматуры из н/ж стали а4 или аналога, стойкой к морской воде ответные фланцы и крепеж должны входить в поставку. коэффициент гидравлического сопротивления не более 1,0. давление гидроиспытаний - 1,5 рн. герметичность - класс а по гост9544. l= не более 350мм(с ответными фланцами). тип разделки-1-24-1(с-24-1), стыкуемая труба dn х s-426x12 мм; срок службы – не менее 30 лет. э/п должен соответствовать нп-068-05 п.5.1, 5.3; э/п должны допускать работу при отклонении частоты: - в диапазоне от 49,0 до 50,5 гц – длительно; - в диапазонах (47,5 – 49,0) гц и (50,5-52,5) гц – до 5 мин однократно, но не более750 мин в течение срока эксплуатации; - в диапазонах (47,5 – 49,0) гц и (50,5-52,5) гц – до 5 мин однократно, но не более750 мин в течение срока эксплуатации; - в диапазоне (46,0 – 47,5) гц – до 30 сек однократно, но не более 300 мин в течение срока эксплуатации; - в диапазоне (46,0 – 47,5) гц – до 30 сек однократно, но не более 300 мин в течение срока эксплуатации; затворы с электроприводом должны иметь концевые контакты для сигнализации крайнего и промежуточного положений запорного органа, а также моментные выключатели. концевые и моментные выключатели э/п: u - от 24 до 48 в; i - от 1 до 400 ма; эмс по гост 32137-2013 - iii «а»; напряжение питания э/п: 220 в отклонение от +10 до -15%; 380/220 в отклонение от +10 до -15%; t открытия не более 150 с. электроприводы и редукторы должны иметь степень защиты не ниже ip67 | qnc | 1 | Butterfly valve | 220 | pcs. шт. |  | затвор дисковый цкб к99195-400 ду400 рр0.6мпа фланцевый морская вода 60с c электроприводом 2-пм-25 0.025квт ту 3742-044-34390194-2004 4н ii | 2.исуп.11889041 | tm4/iii | 769772 | 40uqa-основная насосная станция / main pump station | 2020-10-23 00:00:00 | 220 | 0 | 0 | 0 | 9(ож1)/iii |  | 110.7.1.1 | 1633 | 2.685 | as per type по типу тu 3742-044-34390194-2004 ту 3742-044-34390194-2004; r01.kk34.0.0.sr.tt.wd001; дтт | 1 |  | , Manual, Hydraulic, BS, self-operated, Pneumatic | yes |  | Acid, Acid, Acid, Aggressive water, Aggressive water, Aggressive water, Air, Air, Alkali, Alkali, Alkali, Alkali solution, Ammonia, Ammonia solution, Blowdown water, Boric acid solution, Boric acid solution, Boric acid solution, Boric acid solution, Boric acid solution, Boric acid solution, Boric acid solution, Boric concentrate, Boric concentrate, bottoms liquid, caustic soda, Chemical, Chilled water, Chilled water, coagulant, coagulant solution, Compressed air, Condensate, Condensate, Condensate, Condensate, Condensate, Condensate, Decontamination solution, Decontamination solution, Desalted water, Desalted water, Distillate, Distillate, Ethanolamine solution, Feed water, Feed water, Gas, Gas mixture, Gas mixture, Hydrazine hydrate, Hydrazine solution, Hydrogen, LCQ-2 filter regeneration solutions, Mains water, Mains water, Nitric acid, Nitric acid solution, Nitrogen, Nitrogen, oil, Overheated water, oxygen, phosphate solution, primary coolant, primary coolant, primary coolant, primary coolant, Pulp, radioactive gas, radioactive gas, radioactive gas, radioactive gas, radioactive liquid, reagents, reagents, Sea water, slime, slurry water, Sodium hydroxide, Steam, Steam, Steam, Steam-air mixture, Steam-water mixture, Steam-water mixture, Steam-water mixture, sulphuric acid, sulphuric acid, washing solution, washing solution, washing solution, washing solution, Zinc Compound Solution, Water, Water, Water, Water, Water, Water, Water, Water, Water, Water, Water, Water, Water, Water, Water, Water, Water, Water, Water, Water, Water, Water, Water, Water, drainage |  |  |  |  | 1, 1, 2, 2 | yes
170 | цкб к99195-400 dn 400 pd 0,6 mpа td 60oc морская вода/sea water dn 400 мм pр 0,6 mpа tp 60 0c | 40pcb75aa001 | body and disk material is carbon steel or equivalent with a solid rubberizing resistant to seawater. mating flanges – carbon steel корпус и диск из CS.ст или аналога с твердым гуммированием, стойким к морской воде. ответные фланцы - из - CS ст. | , 4/app. , 4/прил. | place of installation is in attended rooms outside containment. type of structure is two-eccentric with flange. the structure is repairable. outer coating is powder-based epoxi of 250mcm thick not less. material of valve fasteners is stainless steel class а4 or equivalent, toleraable to effects of seawater. return flange and fasteners shall enters supply scope. hydraulic resistance factor 1,0 not above. hydrotest pressure 1,5 рн. l= not above 350mm(with return flanges). type of edge cut -1-24-1(с-24-1), connected pipedn х s-426x12 mm; service life 30 yrs not less. electric actuator shall meet np-068-05 i.5.1, 5.3; electric actuators shall tolerate frequency deviation within range from 49,0 to 50,5 hz – continuously; within range (47,5 – 49,0) hz and (50,5-52,5) hz – up to 5 min once, however not above 750 min for entire service life; within range (46,0 – 47,5) hz – up to 30 s once, however not above 300 min for entire service life; electrically driven seals shall be equipped with limit and moment switches: u - from 24 to 48 v; i - from 1 to 400 mа; emc as per gost 32137-2013 - iii «а»; voltage 220 v deviation from +10 to -15%; 380/220 v deviation from +10 to -15%; time of opening 150 s not above. protection class ip67 место установки - в обслуживаемых помещениях вне герметичной оболочки реактора. конструкция двухэксцентриковая, фланцевая, ремонтопригодная. наружное покрытие эпоксидное порошковое толщиной не менее 250мкм. крепежные изделия арматуры из н/ж стали а4 или аналога, стойкой к морской воде ответные фланцы и крепеж должны входить в поставку. коэффициент гидравлического сопротивления не более 1,0. давление гидроиспытаний - 1,5 рн. герметичность - класс а по гост9544. l= не более 350мм(с ответными фланцами). тип разделки-1-24-1(с-24-1), стыкуемая труба dn х s-426x12 мм; срок службы – не менее 30 лет. э/п должен соответствовать нп-068-05 п.5.1, 5.3; э/п должны допускать работу при отклонении частоты: - в диапазоне от 49,0 до 50,5 гц – длительно; - в диапазонах (47,5 – 49,0) гц и (50,5-52,5) гц – до 5 мин однократно, но не более750 мин в течение срока эксплуатации; - в диапазонах (47,5 – 49,0) гц и (50,5-52,5) гц – до 5 мин однократно, но не более750 мин в течение срока эксплуатации; - в диапазоне (46,0 – 47,5) гц – до 30 сек однократно, но не более 300 мин в течение срока эксплуатации; - в диапазоне (46,0 – 47,5) гц – до 30 сек однократно, но не более 300 мин в течение срока эксплуатации; затворы с электроприводом должны иметь концевые контакты для сигнализации крайнего и промежуточного положений запорного органа, а также моментные выключатели. концевые и моментные выключатели э/п: u - от 24 до 48 в; i - от 1 до 400 ма; эмс по гост 32137-2013 - iii «а»; напряжение питания э/п: 220 в отклонение от +10 до -15%; 380/220 в отклонение от +10 до -15%; t открытия не более 150 с. электроприводы и редукторы должны иметь степень защиты не ниже ip67 | qnc | 1 | Butterfly valve | 220 | pcs. шт. |  | затвор дисковый цкб к99195-400 ду400 рр0.6мпа фланцевый морская вода 60с c электроприводом 2-пм-25 0.025квт ту 3742-044-34390194-2004 4н ii | 2.исуп.11889042 | tm4/iii | 769772 | 40uqa-основная насосная станция / main pump station | 2020-10-23 00:00:00 | 220 | 0 | 0 | 0 | 9(ож1)/iii |  | 110.7.1.1 | 1634 | 2.685 | as per type по типу тu 3742-044-34390194-2004 ту 3742-044-34390194-2004; r01.kk34.0.0.sr.tt.wd001; дтт | 1 |  | , Manual, Hydraulic, BS, self-operated, Pneumatic | yes |  | Acid, Acid, Acid, Aggressive water, Aggressive water, Aggressive water, Air, Air, Alkali, Alkali, Alkali, Alkali solution, Ammonia, Ammonia solution, Blowdown water, Boric acid solution, Boric acid solution, Boric acid solution, Boric acid solution, Boric acid solution, Boric acid solution, Boric acid solution, Boric concentrate, Boric concentrate, bottoms liquid, caustic soda, Chemical, Chilled water, Chilled water, coagulant, coagulant solution, Compressed air, Condensate, Condensate, Condensate, Condensate, Condensate, Condensate, Decontamination solution, Decontamination solution, Desalted water, Desalted water, Distillate, Distillate, Ethanolamine solution, Feed water, Feed water, Gas, Gas mixture, Gas mixture, Hydrazine hydrate, Hydrazine solution, Hydrogen, LCQ-2 filter regeneration solutions, Mains water, Mains water, Nitric acid, Nitric acid solution, Nitrogen, Nitrogen, oil, Overheated water, oxygen, phosphate solution, primary coolant, primary coolant, primary coolant, primary coolant, Pulp, radioactive gas, radioactive gas, radioactive gas, radioactive gas, radioactive liquid, reagents, reagents, Sea water, slime, slurry water, Sodium hydroxide, Steam, Steam, Steam, Steam-air mixture, Steam-water mixture, Steam-water mixture, Steam-water mixture, sulphuric acid, sulphuric acid, washing solution, washing solution, washing solution, washing solution, Zinc Compound Solution, Water, Water, Water, Water, Water, Water, Water, Water, Water, Water, Water, Water, Water, Water, Water, Water, Water, Water, Water, Water, Water, Water, Water, Water, drainage |  |  |  |  | 1, 1, 2, 2 | yes
171 | цкб к99195-400 dn 400 pd 0,6 mpа td 60oc морская вода/sea water dn 400 мм pр 0,6 mpа tp 60 0c | 40pcb76aa001 | body and disk material is carbon steel or equivalent with a solid rubberizing resistant to seawater. mating flanges – carbon steel корпус и диск из CS.ст или аналога с твердым гуммированием, стойким к морской воде. ответные фланцы - из - CS ст. | , 4/app. , 4/прил. | place of installation is in attended rooms outside containment. type of structure is two-eccentric with flange. the structure is repairable. outer coating is powder-based epoxi of 250mcm thick not less. material of valve fasteners is stainless steel class а4 or equivalent, toleraable to effects of seawater. return flange and fasteners shall enters supply scope. hydraulic resistance factor 1,0 not above. hydrotest pressure 1,5 рн. l= not above 350mm(with return flanges). type of edge cut -1-24-1(с-24-1), connected pipedn х s-426x12 mm; service life 30 yrs not less. electric actuator shall meet np-068-05 i.5.1, 5.3; electric actuators shall tolerate frequency deviation within range from 49,0 to 50,5 hz – continuously; within range (47,5 – 49,0) hz and (50,5-52,5) hz – up to 5 min once, however not above 750 min for entire service life; within range (46,0 – 47,5) hz – up to 30 s once, however not above 300 min for entire service life; electrically driven seals shall be equipped with limit and moment switches: u - from 24 to 48 v; i - from 1 to 400 mа; emc as per gost 32137-2013 - iii «а»; voltage 220 v deviation from +10 to -15%; 380/220 v deviation from +10 to -15%; time of opening 150 s not above. protection class ip67 место установки - в обслуживаемых помещениях вне герметичной оболочки реактора. конструкция двухэксцентриковая, фланцевая, ремонтопригодная. наружное покрытие эпоксидное порошковое толщиной не менее 250мкм. крепежные изделия арматуры из н/ж стали а4 или аналога, стойкой к морской воде ответные фланцы и крепеж должны входить в поставку. коэффициент гидравлического сопротивления не более 1,0. давление гидроиспытаний - 1,5 рн. герметичность - класс а по гост9544. l= не более 350мм(с ответными фланцами). тип разделки-1-24-1(с-24-1), стыкуемая труба dn х s-426x12 мм; срок службы – не менее 30 лет. э/п должен соответствовать нп-068-05 п.5.1, 5.3; э/п должны допускать работу при отклонении частоты: - в диапазоне от 49,0 до 50,5 гц – длительно; - в диапазонах (47,5 – 49,0) гц и (50,5-52,5) гц – до 5 мин однократно, но не более750 мин в течение срока эксплуатации; - в диапазонах (47,5 – 49,0) гц и (50,5-52,5) гц – до 5 мин однократно, но не более750 мин в течение срока эксплуатации; - в диапазоне (46,0 – 47,5) гц – до 30 сек однократно, но не более 300 мин в течение срока эксплуатации; - в диапазоне (46,0 – 47,5) гц – до 30 сек однократно, но не более 300 мин в течение срока эксплуатации; затворы с электроприводом должны иметь концевые контакты для сигнализации крайнего и промежуточного положений запорного органа, а также моментные выключатели. концевые и моментные выключатели э/п: u - от 24 до 48 в; i - от 1 до 400 ма; эмс по гост 32137-2013 - iii «а»; напряжение питания э/п: 220 в отклонение от +10 до -15%; 380/220 в отклонение от +10 до -15%; t открытия не более 150 с. электроприводы и редукторы должны иметь степень защиты не ниже ip67 | qnc | 1 | Butterfly valve | 220 | pcs. шт. |  | затвор дисковый цкб к99195-400 ду400 рр0.6мпа фланцевый морская вода 60с c электроприводом 2-пм-25 0.025квт ту 3742-044-34390194-2004 4н ii | 2.исуп.11889043 | tm4/iii | 769772 | 40uqa-основная насосная станция / main pump station | 2020-10-23 00:00:00 | 220 | 0 | 0 | 0 | 9(ож1)/iii |  | 110.7.1.1 | 1635 | 2.685 | as per type по типу тu 3742-044-34390194-2004 ту 3742-044-34390194-2004; r01.kk34.0.0.sr.tt.wd001; дтт | 1 |  | , Manual, Hydraulic, BS, self-operated, Pneumatic | yes |  | Acid, Acid, Acid, Aggressive water, Aggressive water, Aggressive water, Air, Air, Alkali, Alkali, Alkali, Alkali solution, Ammonia, Ammonia solution, Blowdown water, Boric acid solution, Boric acid solution, Boric acid solution, Boric acid solution, Boric acid solution, Boric acid solution, Boric acid solution, Boric concentrate, Boric concentrate, bottoms liquid, caustic soda, Chemical, Chilled water, Chilled water, coagulant, coagulant solution, Compressed air, Condensate, Condensate, Condensate, Condensate, Condensate, Condensate, Decontamination solution, Decontamination solution, Desalted water, Desalted water, Distillate, Distillate, Ethanolamine solution, Feed water, Feed water, Gas, Gas mixture, Gas mixture, Hydrazine hydrate, Hydrazine solution, Hydrogen, LCQ-2 filter regeneration solutions, Mains water, Mains water, Nitric acid, Nitric acid solution, Nitrogen, Nitrogen, oil, Overheated water, oxygen, phosphate solution, primary coolant, primary coolant, primary coolant, primary coolant, Pulp, radioactive gas, radioactive gas, radioactive gas, radioactive gas, radioactive liquid, reagents, reagents, Sea water, slime, slurry water, Sodium hydroxide, Steam, Steam, Steam, Steam-air mixture, Steam-water mixture, Steam-water mixture, Steam-water mixture, sulphuric acid, sulphuric acid, washing solution, washing solution, washing solution, washing solution, Zinc Compound Solution, Water, Water, Water, Water, Water, Water, Water, Water, Water, Water, Water, Water, Water, Water, Water, Water, Water, Water, Water, Water, Water, Water, Water, Water, drainage |  |  |  |  | 1, 1, 2, 2 | yes
172 | цкб к99195-500 dn 500 pd 0,6 mpа td 60oc морская вода/sea water dn 500 мм pр 0,6 mpа тр 60 0c | 40pcb40aa001 | body and disk material is carbon steel or equivalent with a solid rubberizing resistant to seawater. mating flanges – carbon steel корпус и диск из CS.ст или аналога с твердым гуммированием, стойким к морской воде. ответные фланцы - из - CS ст. | , 4/app. , 4/прил. | place of installation is in attended rooms outside containment. type of structure is two-eccentric with flange. the structure is repairable. outer coating is powder-based epoxi of 250mcm thick not less. material of valve fasteners is stainless steel class а4 or equivalent, toleraable to effects of seawater. return flange and fasteners shall enters supply scope. hydraulic resistance factor 1,0 not above. hydrotest pressure 1,5 рн. l= not above 400mm(with return flanges). type of edge cut -1-24-1(с-24-1), connected pipedn х s-530x12 mm; service life 30 yrs not less. electric actuator shall meet np-068-05 i.5.1, 5.3; electric actuators shall tolerate frequency deviation within range from 49,0 to 50,5 hz – continuously; within range (47,5 – 49,0) hz and (50,5-52,5) hz – up to 5 min once, however not above 750 min for entire service life; within range (46,0 – 47,5) hz – up to 30 s once, however not above 300 min for entire service life; electrically driven seals shall be equipped with limit and moment switches: u - from 24 to 48 v; i - from 1 to 400 mа; emc as per gost 32137-2013 - iii «а»; voltage 220 v deviation from +10 to -15%; 380/220 v deviation from +10 to -15%; time of opening 150 s not above. protection class ip67 characteristics of seawater: - overall solt content 3,6 %; - chlorides 19500 mg/l; - рн 7,7...8,0. место установки - в обслуживаемых помещениях вне герметичной оболочки реактора. конструкция двухэксцентриковая, фланцевая, ремонтопригодная. наружное покрытие эпоксидное порошковое толщиной не менее 250мкм. крепежные изделия арматуры из н/ж стали а4 или аналога, стойкой к морской воде ответные фланцы и крепеж должны входить в поставку. коэффициент гидравлического сопротивления не более 1,0. давление гидроиспытаний - 1,5 рн. герметичность - класс а по гост9544. l= не более 400мм(с ответными фланцами). тип разделки-1-24-1(с-24-1), стыкуемая труба dn х s-530x12 мм; срок службы – не менее 30 лет. э/п должен соответствовать нп-068-05 п.5.1, 5.3; э/п должны допускать работу при отклонении частоты: - в диапазоне от 49,0 до 50,5 гц – длительно; - в диапазонах (47,5 – 49,0) гц и (50,5-52,5) гц – до 5 мин однократно, но не более750 мин в течение срока эксплуатации; - в диапазонах (47,5 – 49,0) гц и (50,5-52,5) гц – до 5 мин однократно, но не более750 мин в течение срока эксплуатации; - в диапазоне (46,0 – 47,5) гц – до 30 сек однократно, но не более 300 мин в течение срока эксплуатации; - в диапазоне (46,0 – 47,5) гц – до 30 сек однократно, но не более 300 мин в течение срока эксплуатации; затворы с электроприводом должны иметь концевые контакты для сигнализации крайнего и промежуточного положений запорного органа, а также моментные выключатели. концевые и моментные выключатели э/п: u - от 24 до 48 в; i - от 1 до 400 ма; эмс по гост 32137-2013 - iii «а»; напряжение питания э/п: 220 в отклонение от +10 до -15%; 380/220 в отклонение от +10 до -15%; t открытия не более 150 с. электроприводы и редукторы должны иметь степень защиты не ниже ip67 хар-ки морской воды: - общее солесодержание 3,6 %; - хлориды 19500 мг/л; - рн 7,7...8,0. | qnc | 1 | Butterfly valve | 400 | pcs. шт. |  | затвор дисковый цкб к99195-400 ду400 рр0.6мпа фланцевый морская вода 60с c электроприводом 2-пм-25 0.025квт ту 3742-044-34390194-2004 4н ii | 2.исуп.11889044 | tm4/iii | 769772 | 40uqa-основная насосная станция / main pump station | 2020-10-23 00:00:00 | 400 | 0 | 0 | 0 | 9(ож1)/iii |  | 110.7.1.1 | 1636 | 2.685 | as per type по типу тu 3742-044-34390194-2004 ту 3742-044-34390194-2004; r01.kk34.0.0.sr.tt.wd001; дтт | 1 |  | , Manual, Hydraulic, BS, self-operated, Pneumatic | yes |  | Acid, Acid, Acid, Aggressive water, Aggressive water, Aggressive water, Air, Air, Alkali, Alkali, Alkali, Alkali solution, Ammonia, Ammonia solution, Blowdown water, Boric acid solution, Boric acid solution, Boric acid solution, Boric acid solution, Boric acid solution, Boric acid solution, Boric acid solution, Boric concentrate, Boric concentrate, bottoms liquid, caustic soda, Chemical, Chilled water, Chilled water, coagulant, coagulant solution, Compressed air, Condensate, Condensate, Condensate, Condensate, Condensate, Condensate, Decontamination solution, Decontamination solution, Desalted water, Desalted water, Distillate, Distillate, Ethanolamine solution, Feed water, Feed water, Gas, Gas mixture, Gas mixture, Hydrazine hydrate, Hydrazine solution, Hydrogen, LCQ-2 filter regeneration solutions, Mains water, Mains water, Nitric acid, Nitric acid solution, Nitrogen, Nitrogen, oil, Overheated water, oxygen, phosphate solution, primary coolant, primary coolant, primary coolant, primary coolant, Pulp, radioactive gas, radioactive gas, radioactive gas, radioactive gas, radioactive liquid, reagents, reagents, Sea water, slime, slurry water, Sodium hydroxide, Steam, Steam, Steam, Steam-air mixture, Steam-water mixture, Steam-water mixture, Steam-water mixture, sulphuric acid, sulphuric acid, washing solution, washing solution, washing solution, washing solution, Zinc Compound Solution, Water, Water, Water, Water, Water, Water, Water, Water, Water, Water, Water, Water, Water, Water, Water, Water, Water, Water, Water, Water, Water, Water, Water, Water, drainage |  |  |  |  | 1, 1, 2, 2 | yes
173 | цкб п99199-300 dn 300 pd 1,0 mpа td 60 0c medium is sea water dn 300 pр 1,0 mpа tр 60 0c среда - морская вода | 40pun10aa001 | body and disk material is carbon steel or equivalent with a solid rubberizing resistant to seawater. mating flanges – carbon steel корпус и диск из CS.ст или аналога с твердым гуммированием, стойким к морской воде. ответные фланцы - из - CS ст. | , 4/app. , 4/прил. | place of installation is in attended rooms outside containment. type of structure is two-eccentric with flange. the structure is repairable. outer coating is powder-based epoxi of 250mcm thick not less. material of valve fasteners is stainless steel class а4 or equivalent, toleraable to effects of seawater. return flange and fasteners shall enters supply scope. hydraulic resistance factor 1,0 not above. hydrotest pressure 1,5 рн. l= not above 350mm(with return flanges). type of edge cut -1-24-1(с-24-1), connected pipedn х s-325x8 mm; service life 30 yrs not less. electric actuator shall meet np-068-05 i.5.1, 5.3; electric actuators shall tolerate frequency deviation within range from 49,0 to 50,5 hz – continuously; within range (47,5 – 49,0) hz and (50,5-52,5) hz – up to 5 min once, however not above 750 min for entire service life; within range (46,0 – 47,5) hz – up to 30 s once, however not above 300 min for entire service life; electrically driven seals shall be equipped with limit and moment switches: u - from 24 to 48 v; i - from 1 to 400 mа; emc as per gost 32137-2013 - iii «а»; voltage 220 v deviation from +10 to -15%; 380/220 v deviation from +10 to -15%; time of opening 120 s not above. protection class ip67 characteristics of seawater: - overall solt content 3,6 %; - chlorides 19500 mg/l; - рн 7,7...8,0. место установки - в обслуживаемых помещениях вне герметичной оболочки реактора. конструкция двухэксцентриковая, фланцевая, ремонтопригодная. наружное покрытие эпоксидное порошковое толщиной не менее 250мкм. крепежные изделия арматуры из н/ж стали а4 или аналога, стойкой к морской воде ответные фланцы и крепеж должны входить в поставку. коэффициент гидравлического сопротивления не более 1,0. давление гидроиспытаний - 1,5 рн. герметичность - класс а по гост9544. l= не более 350мм(с ответными фланцами). тип разделки-1-24-1(с-24-1), стыкуемая труба dn х s-325x8 мм; срок службы – не менее 30 лет. э/п должен соответствовать нп-068-05 п.5.1, 5.3; э/п должны допускать работу при отклонении частоты: - в диапазоне от 49,0 до 50,5 гц – длительно; - в диапазонах (47,5 – 49,0) гц и (50,5-52,5) гц – до 5 мин однократно, но не более750 мин в течение срока эксплуатации; - в диапазонах (47,5 – 49,0) гц и (50,5-52,5) гц – до 5 мин однократно, но не более750 мин в течение срока эксплуатации; - в диапазоне (46,0 – 47,5) гц – до 30 сек однократно, но не более 300 мин в течение срока эксплуатации; - в диапазоне (46,0 – 47,5) гц – до 30 сек однократно, но не более 300 мин в течение срока эксплуатации; затворы с электроприводом должны иметь концевые контакты для сигнализации крайнего и промежуточного положений запорного органа, а также моментные выключатели. концевые и моментные выключатели э/п: u - от 24 до 48 в; i - от 1 до 400 ма; эмс по гост 32137-2013 - iii «а»; напряжение питания э/п: 220 в отклонение от +10 до -15%; 380/220 в отклонение от +10 до -15%; t открытия не более 120 с. электроприводы и редукторы должны иметь степень защиты не ниже ip67. хар-ки морской воды: - общее солесодержание 3,6 %; - хлориды 19500 мг/л; - рн 7,7...8,0. | qnc | 1 | Butterfly valve | 112 | pcs. шт. |  | затвор дисковый цкб п99199-300 маткорп=сталь углеродистая 20 dn=300 p=1мпа рабср=вода морская спосприсоед=межфланцевый спосупр=встроенный электропривод tрасч=60 °с 4 н ii ту 3741-056-34390194-2004 | 2.исуп.11889045 | tm4/iii | 1016556 | 40uqa-основная насосная станция / main pump station | 2020-10-23 00:00:00 | 112 | 0 | 0 | 0 | 9(ож1)/iii |  | 110.7.1.2 | 1637 | 2.687 | as per type по типу тu 3741-056-34390194-2004 ту 3741-056-34390194-2004; r01.kk34.0.0.sr.tt.wd001; дтт | 1 |  | , Manual, Hydraulic, BS, self-operated, Pneumatic | yes |  | Acid, Acid, Acid, Aggressive water, Aggressive water, Aggressive water, Air, Air, Alkali, Alkali, Alkali, Alkali solution, Ammonia, Ammonia solution, Blowdown water, Boric acid solution, Boric acid solution, Boric acid solution, Boric acid solution, Boric acid solution, Boric acid solution, Boric acid solution, Boric concentrate, Boric concentrate, bottoms liquid, caustic soda, Chemical, Chilled water, Chilled water, coagulant, coagulant solution, Compressed air, Condensate, Condensate, Condensate, Condensate, Condensate, Condensate, Decontamination solution, Decontamination solution, Desalted water, Desalted water, Distillate, Distillate, Ethanolamine solution, Feed water, Feed water, Gas, Gas mixture, Gas mixture, Hydrazine hydrate, Hydrazine solution, Hydrogen, LCQ-2 filter regeneration solutions, Mains water, Mains water, Nitric acid, Nitric acid solution, Nitrogen, Nitrogen, oil, Overheated water, oxygen, phosphate solution, primary coolant, primary coolant, primary coolant, primary coolant, Pulp, radioactive gas, radioactive gas, radioactive gas, radioactive gas, radioactive liquid, reagents, reagents, Sea water, slime, slurry water, Sodium hydroxide, Steam, Steam, Steam, Steam-air mixture, Steam-water mixture, Steam-water mixture, Steam-water mixture, sulphuric acid, sulphuric acid, washing solution, washing solution, washing solution, washing solution, Zinc Compound Solution, Water, Water, Water, Water, Water, Water, Water, Water, Water, Water, Water, Water, Water, Water, Water, Water, Water, Water, Water, Water, Water, Water, Water, Water, drainage |  |  |  |  | 1, 1, 2, 2 | yes
174 | цкб п99199-300 dn 300 pd 1,0 mpа td 60 0c medium is sea water dn 300 pр 1,0 mpа tр 60 0c среда - морская вода | 40pun10aa002 | body and disk material is carbon steel or equivalent with a solid rubberizing resistant to seawater. mating flanges – carbon steel корпус и диск из CS.ст или аналога с твердым гуммированием, стойким к морской воде. ответные фланцы - из - CS ст. | , 4/app. , 4/прил. | place of installation is in attended rooms outside containment. type of structure is two-eccentric with flange. the structure is repairable. outer coating is powder-based epoxi of 250mcm thick not less. material of valve fasteners is stainless steel class а4 or equivalent, toleraable to effects of seawater. return flange and fasteners shall enters supply scope. hydraulic resistance factor 1,0 not above. hydrotest pressure 1,5 рн. l= not above 350mm(with return flanges). type of edge cut -1-24-1(с-24-1), connected pipedn х s-325x8 mm; service life 30 yrs not less. electric actuator shall meet np-068-05 i.5.1, 5.3; electric actuators shall tolerate frequency deviation within range from 49,0 to 50,5 hz – continuously; within range (47,5 – 49,0) hz and (50,5-52,5) hz – up to 5 min once, however not above 750 min for entire service life; within range (46,0 – 47,5) hz – up to 30 s once, however not above 300 min for entire service life; electrically driven seals shall be equipped with limit and moment switches: u - from 24 to 48 v; i - from 1 to 400 mа; emc as per gost 32137-2013 - iii «а»; voltage 220 v deviation from +10 to -15%; 380/220 v deviation from +10 to -15%; time of opening 120 s not above. protection class ip67 characteristics of seawater: - overall solt content 3,6 %; - chlorides 19500 mg/l; - рн 7,7...8,0. место установки - в обслуживаемых помещениях вне герметичной оболочки реактора. конструкция двухэксцентриковая, фланцевая, ремонтопригодная. наружное покрытие эпоксидное порошковое толщиной не менее 250мкм. крепежные изделия арматуры из н/ж стали а4 или аналога, стойкой к морской воде ответные фланцы и крепеж должны входить в поставку. коэффициент гидравлического сопротивления не более 1,0. давление гидроиспытаний - 1,5 рн. герметичность - класс а по гост9544. l= не более 350мм(с ответными фланцами). тип разделки-1-24-1(с-24-1), стыкуемая труба dn х s-325x8 мм; срок службы – не менее 30 лет. э/п должен соответствовать нп-068-05 п.5.1, 5.3; э/п должны допускать работу при отклонении частоты: - в диапазоне от 49,0 до 50,5 гц – длительно; - в диапазонах (47,5 – 49,0) гц и (50,5-52,5) гц – до 5 мин однократно, но не более750 мин в течение срока эксплуатации; - в диапазонах (47,5 – 49,0) гц и (50,5-52,5) гц – до 5 мин однократно, но не более750 мин в течение срока эксплуатации; - в диапазоне (46,0 – 47,5) гц – до 30 сек однократно, но не более 300 мин в течение срока эксплуатации; - в диапазоне (46,0 – 47,5) гц – до 30 сек однократно, но не более 300 мин в течение срока эксплуатации; затворы с электроприводом должны иметь концевые контакты для сигнализации крайнего и промежуточного положений запорного органа, а также моментные выключатели. концевые и моментные выключатели э/п: u - от 24 до 48 в; i - от 1 до 400 ма; эмс по гост 32137-2013 - iii «а»; напряжение питания э/п: 220 в отклонение от +10 до -15%; 380/220 в отклонение от +10 до -15%; t открытия не более 120 с. электроприводы и редукторы должны иметь степень защиты не ниже ip67. хар-ки морской воды: - общее солесодержание 3,6 %; - хлориды 19500 мг/л; - рн 7,7...8,0. | qnc | 1 | Butterfly valve | 112 | pcs. шт. |  | затвор дисковый цкб п99199-300 маткорп=сталь углеродистая 20 dn=300 p=1мпа рабср=вода морская спосприсоед=межфланцевый спосупр=встроенный электропривод tрасч=60 °с 4 н ii ту 3741-056-34390194-2004 | 2.исуп.11889046 | tm4/iii | 1016556 | 40uqa-основная насосная станция / main pump station | 2020-10-23 00:00:00 | 112 | 0 | 0 | 0 | 9(ож1)/iii |  | 110.7.1.2 | 1638 | 2.687 | as per type по типу тu 3741-056-34390194-2004 ту 3741-056-34390194-2004; r01.kk34.0.0.sr.tt.wd001; дтт | 1 |  | , Manual, Hydraulic, BS, self-operated, Pneumatic | yes |  | Acid, Acid, Acid, Aggressive water, Aggressive water, Aggressive water, Air, Air, Alkali, Alkali, Alkali, Alkali solution, Ammonia, Ammonia solution, Blowdown water, Boric acid solution, Boric acid solution, Boric acid solution, Boric acid solution, Boric acid solution, Boric acid solution, Boric acid solution, Boric concentrate, Boric concentrate, bottoms liquid, caustic soda, Chemical, Chilled water, Chilled water, coagulant, coagulant solution, Compressed air, Condensate, Condensate, Condensate, Condensate, Condensate, Condensate, Decontamination solution, Decontamination solution, Desalted water, Desalted water, Distillate, Distillate, Ethanolamine solution, Feed water, Feed water, Gas, Gas mixture, Gas mixture, Hydrazine hydrate, Hydrazine solution, Hydrogen, LCQ-2 filter regeneration solutions, Mains water, Mains water, Nitric acid, Nitric acid solution, Nitrogen, Nitrogen, oil, Overheated water, oxygen, phosphate solution, primary coolant, primary coolant, primary coolant, primary coolant, Pulp, radioactive gas, radioactive gas, radioactive gas, radioactive gas, radioactive liquid, reagents, reagents, Sea water, slime, slurry water, Sodium hydroxide, Steam, Steam, Steam, Steam-air mixture, Steam-water mixture, Steam-water mixture, Steam-water mixture, sulphuric acid, sulphuric acid, washing solution, washing solution, washing solution, washing solution, Zinc Compound Solution, Water, Water, Water, Water, Water, Water, Water, Water, Water, Water, Water, Water, Water, Water, Water, Water, Water, Water, Water, Water, Water, Water, Water, Water, drainage |  |  |  |  | 1, 1, 2, 2 | yes
175 | цкб п99199-150-01 dn150 pd 1,0 mpа td 60 0c морская вода/ medium is sea water dn 150 мм pр 1,0 mпа tр 60 0c | 40puk21aa101 | - | , 4/app. , 4/прил. | place of installation is in attended rooms outside containment. the structure is repairable. return flange (titanium) and fasteners shall enters supply scope. hydraulic resistance factor 1,0 not above. hydrotest pressure 1,5 рн. tightness class a as per gost 9544. l= not above 300mm(with return flanges). type of edge cut -1-24-1(с-24-1), connected pipedn х s-159x4 mm; service life 30 yrs not less. characteristics of seawater: - overall solt content 3,6 %; - chlorides 19500 mg/l; - рн 7,7...8,0. место установки - в обслуживаемых помещениях вне герметичной оболочки реактора. конструкция ремонтопригодная. ответные фланцы (титан) и крепеж должны входить в поставку. коэффициент гидравлического сопротивления не более 1,0. давление гидроиспытаний - 1,5 рн. герметичность - класс а по гост9544. l= не более 300мм(с ответными фланцами). тип разделки-1-24-1(с-24-1), стыкуемая труба dn х s-159x4 мм; срок службы – не менее 30 лет. хар-ки морской воды: - общее солесодержание 3,6 %; - хлориды 19500 мг/л; - рн 7,7...8,0. | qnc | 1 | Butterfly valve | 38 | pcs. шт. |  | затвор дисковый цкб п99199-150-01 маткорп=сплав титановый dn=150 p=1мпа рабср=вода морская спосприсоед=межфланцевый спосупр=привод ручной tрасч=60 °с 4 н ii ту 3741-056-34390194-2004 | 2.исуп.11889052 | tm4/iii | 1016557 | 40uqa-основная насосная станция / main pump station | 2020-10-23 00:00:00 | 38 | 0 | 0 | 0 | 9(ож1)/iii |  | 110.7.2 | 1639 | 2.689 | as per type по типу тu 3741-056-34390194-2004 ту 3741-056-34390194-2004; r01.kk34.0.0.sr.tt.wd001; дтт | 1 |  | , Manual, Hydraulic, BS, self-operated, Pneumatic | yes |  | Acid, Acid, Acid, Aggressive water, Aggressive water, Aggressive water, Air, Air, Alkali, Alkali, Alkali, Alkali solution, Ammonia, Ammonia solution, Blowdown water, Boric acid solution, Boric acid solution, Boric acid solution, Boric acid solution, Boric acid solution, Boric acid solution, Boric acid solution, Boric concentrate, Boric concentrate, bottoms liquid, caustic soda, Chemical, Chilled water, Chilled water, coagulant, coagulant solution, Compressed air, Condensate, Condensate, Condensate, Condensate, Condensate, Condensate, Decontamination solution, Decontamination solution, Desalted water, Desalted water, Distillate, Distillate, Ethanolamine solution, Feed water, Feed water, Gas, Gas mixture, Gas mixture, Hydrazine hydrate, Hydrazine solution, Hydrogen, LCQ-2 filter regeneration solutions, Mains water, Mains water, Nitric acid, Nitric acid solution, Nitrogen, Nitrogen, oil, Overheated water, oxygen, phosphate solution, primary coolant, primary coolant, primary coolant, primary coolant, Pulp, radioactive gas, radioactive gas, radioactive gas, radioactive gas, radioactive liquid, reagents, reagents, Sea water, slime, slurry water, Sodium hydroxide, Steam, Steam, Steam, Steam-air mixture, Steam-water mixture, Steam-water mixture, Steam-water mixture, sulphuric acid, sulphuric acid, washing solution, washing solution, washing solution, washing solution, Zinc Compound Solution, Water, Water, Water, Water, Water, Water, Water, Water, Water, Water, Water, Water, Water, Water, Water, Water, Water, Water, Water, Water, Water, Water, Water, Water, drainage |  |  |  |  | 1, 1, 2, 2 | yes
176 | цкб п99199-150-01 dn150 pd 1,0 mpа td 60 0c морская вода/ medium is sea water dn 150 мм pр 1,0 mпа tр 60 0c | 40puk22aa101 | - | , 4/app. , 4/прил. | place of installation is in attended rooms outside containment. the structure is repairable. return flange (titanium) and fasteners shall enters supply scope. hydraulic resistance factor 1,0 not above. hydrotest pressure 1,5 рн. tightness class a as per gost 9544. l= not above 300mm(with return flanges). type of edge cut -1-24-1(с-24-1), connected pipedn х s-159x4 mm; service life 30 yrs not less. characteristics of seawater: - overall solt content 3,6 %; - chlorides 19500 mg/l; - рн 7,7...8,0. место установки - в обслуживаемых помещениях вне герметичной оболочки реактора. конструкция ремонтопригодная. ответные фланцы (титан) и крепеж должны входить в поставку. коэффициент гидравлического сопротивления не более 1,0. давление гидроиспытаний - 1,5 рн. герметичность - класс а по гост9544. l= не более 300мм(с ответными фланцами). тип разделки-1-24-1(с-24-1), стыкуемая труба dn х s-159x4 мм; срок службы – не менее 30 лет. хар-ки морской воды: - общее солесодержание 3,6 %; - хлориды 19500 мг/л; - рн 7,7...8,0. | qnc | 1 | Butterfly valve | 38 | pcs. шт. |  | затвор дисковый цкб п99199-150-01 маткорп=сплав титановый dn=150 p=1мпа рабср=вода морская спосприсоед=межфланцевый спосупр=привод ручной tрасч=60 °с 4 н ii ту 3741-056-34390194-2004 | 2.исуп.11889053 | tm4/iii | 1016557 | 40uqa-основная насосная станция / main pump station | 2020-10-23 00:00:00 | 38 | 0 | 0 | 0 | 9(ож1)/iii |  | 110.7.2 | 1640 | 2.689 | as per type по типу тu 3741-056-34390194-2004 ту 3741-056-34390194-2004; r01.kk34.0.0.sr.tt.wd001; дтт | 1 |  | , Manual, Hydraulic, BS, self-operated, Pneumatic | yes |  | Acid, Acid, Acid, Aggressive water, Aggressive water, Aggressive water, Air, Air, Alkali, Alkali, Alkali, Alkali solution, Ammonia, Ammonia solution, Blowdown water, Boric acid solution, Boric acid solution, Boric acid solution, Boric acid solution, Boric acid solution, Boric acid solution, Boric acid solution, Boric concentrate, Boric concentrate, bottoms liquid, caustic soda, Chemical, Chilled water, Chilled water, coagulant, coagulant solution, Compressed air, Condensate, Condensate, Condensate, Condensate, Condensate, Condensate, Decontamination solution, Decontamination solution, Desalted water, Desalted water, Distillate, Distillate, Ethanolamine solution, Feed water, Feed water, Gas, Gas mixture, Gas mixture, Hydrazine hydrate, Hydrazine solution, Hydrogen, LCQ-2 filter regeneration solutions, Mains water, Mains water, Nitric acid, Nitric acid solution, Nitrogen, Nitrogen, oil, Overheated water, oxygen, phosphate solution, primary coolant, primary coolant, primary coolant, primary coolant, Pulp, radioactive gas, radioactive gas, radioactive gas, radioactive gas, radioactive liquid, reagents, reagents, Sea water, slime, slurry water, Sodium hydroxide, Steam, Steam, Steam, Steam-air mixture, Steam-water mixture, Steam-water mixture, Steam-water mixture, sulphuric acid, sulphuric acid, washing solution, washing solution, washing solution, washing solution, Zinc Compound Solution, Water, Water, Water, Water, Water, Water, Water, Water, Water, Water, Water, Water, Water, Water, Water, Water, Water, Water, Water, Water, Water, Water, Water, Water, drainage |  |  |  |  | 1, 1, 2, 2 | yes
177 | цкб п99199-150-01 dn150 pd 1,0 mpа td 60 0c морская вода/ medium is sea water dn 150 мм pр 1,0 mпа tр 60 0c | 40puk31aa101 | - | , 4/app. , 4/прил. | place of installation is in attended rooms outside containment. the structure is repairable. return flange (titanium) and fasteners shall enters supply scope. hydraulic resistance factor 1,0 not above. hydrotest pressure 1,5 рн. tightness class a as per gost 9544. l= not above 300mm(with return flanges). type of edge cut -1-24-1(с-24-1), connected pipedn х s-159x4 mm; service life 30 yrs not less. characteristics of seawater: - overall solt content 3,6 %; - chlorides 19500 mg/l; - рн 7,7...8,0. место установки - в обслуживаемых помещениях вне герметичной оболочки реактора. конструкция ремонтопригодная. ответные фланцы (титан) и крепеж должны входить в поставку. коэффициент гидравлического сопротивления не более 1,0. давление гидроиспытаний - 1,5 рн. герметичность - класс а по гост9544. l= не более 300мм(с ответными фланцами). тип разделки-1-24-1(с-24-1), стыкуемая труба dn х s-159x4 мм; срок службы – не менее 30 лет. хар-ки морской воды: - общее солесодержание 3,6 %; - хлориды 19500 мг/л; - рн 7,7...8,0. | qnc | 1 | Butterfly valve | 38 | pcs. шт. |  | затвор дисковый цкб п99199-150-01 маткорп=сплав титановый dn=150 p=1мпа рабср=вода морская спосприсоед=межфланцевый спосупр=привод ручной tрасч=60 °с 4 н ii ту 3741-056-34390194-2004 | 2.исуп.11889054 | tm4/iii | 1016557 | 40uqa-основная насосная станция / main pump station | 2020-10-23 00:00:00 | 38 | 0 | 0 | 0 | 9(ож1)/iii |  | 110.7.2 | 1641 | 2.689 | as per type по типу тu 3741-056-34390194-2004 ту 3741-056-34390194-2004; r01.kk34.0.0.sr.tt.wd001; дтт | 1 |  | , Manual, Hydraulic, BS, self-operated, Pneumatic | yes |  | Acid, Acid, Acid, Aggressive water, Aggressive water, Aggressive water, Air, Air, Alkali, Alkali, Alkali, Alkali solution, Ammonia, Ammonia solution, Blowdown water, Boric acid solution, Boric acid solution, Boric acid solution, Boric acid solution, Boric acid solution, Boric acid solution, Boric acid solution, Boric concentrate, Boric concentrate, bottoms liquid, caustic soda, Chemical, Chilled water, Chilled water, coagulant, coagulant solution, Compressed air, Condensate, Condensate, Condensate, Condensate, Condensate, Condensate, Decontamination solution, Decontamination solution, Desalted water, Desalted water, Distillate, Distillate, Ethanolamine solution, Feed water, Feed water, Gas, Gas mixture, Gas mixture, Hydrazine hydrate, Hydrazine solution, Hydrogen, LCQ-2 filter regeneration solutions, Mains water, Mains water, Nitric acid, Nitric acid solution, Nitrogen, Nitrogen, oil, Overheated water, oxygen, phosphate solution, primary coolant, primary coolant, primary coolant, primary coolant, Pulp, radioactive gas, radioactive gas, radioactive gas, radioactive gas, radioactive liquid, reagents, reagents, Sea water, slime, slurry water, Sodium hydroxide, Steam, Steam, Steam, Steam-air mixture, Steam-water mixture, Steam-water mixture, Steam-water mixture, sulphuric acid, sulphuric acid, washing solution, washing solution, washing solution, washing solution, Zinc Compound Solution, Water, Water, Water, Water, Water, Water, Water, Water, Water, Water, Water, Water, Water, Water, Water, Water, Water, Water, Water, Water, Water, Water, Water, Water, drainage |  |  |  |  | 1, 1, 2, 2 | yes
178 | цкб п99199-150-01 dn150 pd 1,0 mpа td 60 0c морская вода/ medium is sea water dn 150 мм pр 1,0 mпа tр 60 0c | 40puk32aa101 | - | , 4/app. , 4/прил. | place of installation is in attended rooms outside containment. the structure is repairable. return flange (titanium) and fasteners shall enters supply scope. hydraulic resistance factor 1,0 not above. hydrotest pressure 1,5 рн. tightness class a as per gost 9544. l= not above 300mm(with return flanges). type of edge cut -1-24-1(с-24-1), connected pipedn х s-159x4 mm; service life 30 yrs not less. characteristics of seawater: - overall solt content 3,6 %; - chlorides 19500 mg/l; - рн 7,7...8,0. место установки - в обслуживаемых помещениях вне герметичной оболочки реактора. конструкция ремонтопригодная. ответные фланцы (титан) и крепеж должны входить в поставку. коэффициент гидравлического сопротивления не более 1,0. давление гидроиспытаний - 1,5 рн. герметичность - класс а по гост9544. l= не более 300мм(с ответными фланцами). тип разделки-1-24-1(с-24-1), стыкуемая труба dn х s-159x4 мм; срок службы – не менее 30 лет. хар-ки морской воды: - общее солесодержание 3,6 %; - хлориды 19500 мг/л; - рн 7,7...8,0. | qnc | 1 | Butterfly valve | 38 | pcs. шт. |  | затвор дисковый цкб п99199-150-01 маткорп=сплав титановый dn=150 p=1мпа рабср=вода морская спосприсоед=межфланцевый спосупр=привод ручной tрасч=60 °с 4 н ii ту 3741-056-34390194-2004 | 2.исуп.11889055 | tm4/iii | 1016557 | 40uqa-основная насосная станция / main pump station | 2020-10-23 00:00:00 | 38 | 0 | 0 | 0 | 9(ож1)/iii |  | 110.7.2 | 1642 | 2.689 | as per type по типу тu 3741-056-34390194-2004 ту 3741-056-34390194-2004; r01.kk34.0.0.sr.tt.wd001; дтт | 1 |  | , Manual, Hydraulic, BS, self-operated, Pneumatic | yes |  | Acid, Acid, Acid, Aggressive water, Aggressive water, Aggressive water, Air, Air, Alkali, Alkali, Alkali, Alkali solution, Ammonia, Ammonia solution, Blowdown water, Boric acid solution, Boric acid solution, Boric acid solution, Boric acid solution, Boric acid solution, Boric acid solution, Boric acid solution, Boric concentrate, Boric concentrate, bottoms liquid, caustic soda, Chemical, Chilled water, Chilled water, coagulant, coagulant solution, Compressed air, Condensate, Condensate, Condensate, Condensate, Condensate, Condensate, Decontamination solution, Decontamination solution, Desalted water, Desalted water, Distillate, Distillate, Ethanolamine solution, Feed water, Feed water, Gas, Gas mixture, Gas mixture, Hydrazine hydrate, Hydrazine solution, Hydrogen, LCQ-2 filter regeneration solutions, Mains water, Mains water, Nitric acid, Nitric acid solution, Nitrogen, Nitrogen, oil, Overheated water, oxygen, phosphate solution, primary coolant, primary coolant, primary coolant, primary coolant, Pulp, radioactive gas, radioactive gas, radioactive gas, radioactive gas, radioactive liquid, reagents, reagents, Sea water, slime, slurry water, Sodium hydroxide, Steam, Steam, Steam, Steam-air mixture, Steam-water mixture, Steam-water mixture, Steam-water mixture, sulphuric acid, sulphuric acid, washing solution, washing solution, washing solution, washing solution, Zinc Compound Solution, Water, Water, Water, Water, Water, Water, Water, Water, Water, Water, Water, Water, Water, Water, Water, Water, Water, Water, Water, Water, Water, Water, Water, Water, drainage |  |  |  |  | 1, 1, 2, 2 | yes
179 | цкб п99199-150-01 dn150 pd 1,0 mpа td 60 0c морская вода/ medium is sea water dn 150 мм pр 1,0 mпа tр 60 0c | 40puk41aa101 | - | , 4/app. , 4/прил. | place of installation is in attended rooms outside containment. the structure is repairable. return flange (titanium) and fasteners shall enters supply scope. hydraulic resistance factor 1,0 not above. hydrotest pressure 1,5 рн. tightness class a as per gost 9544. l= not above 300mm(with return flanges). type of edge cut -1-24-1(с-24-1), connected pipedn х s-159x4 mm; service life 30 yrs not less. characteristics of seawater: - overall solt content 3,6 %; - chlorides 19500 mg/l; - рн 7,7...8,0. место установки - в обслуживаемых помещениях вне герметичной оболочки реактора. конструкция ремонтопригодная. ответные фланцы (титан) и крепеж должны входить в поставку. коэффициент гидравлического сопротивления не более 1,0. давление гидроиспытаний - 1,5 рн. герметичность - класс а по гост9544. l= не более 300мм(с ответными фланцами). тип разделки-1-24-1(с-24-1), стыкуемая труба dn х s-159x4 мм; срок службы – не менее 30 лет. хар-ки морской воды: - общее солесодержание 3,6 %; - хлориды 19500 мг/л; - рн 7,7...8,0. | qnc | 1 | Butterfly valve | 38 | pcs. шт. |  | затвор дисковый цкб п99199-150-01 маткорп=сплав титановый dn=150 p=1мпа рабср=вода морская спосприсоед=межфланцевый спосупр=привод ручной tрасч=60 °с 4 н ii ту 3741-056-34390194-2004 | 2.исуп.11889056 | tm4/iii | 1016557 | 40uqa-основная насосная станция / main pump station | 2020-10-23 00:00:00 | 38 | 0 | 0 | 0 | 9(ож1)/iii |  | 110.7.2 | 1643 | 2.689 | as per type по типу тu 3741-056-34390194-2004 ту 3741-056-34390194-2004; r01.kk34.0.0.sr.tt.wd001; дтт | 1 |  | , Manual, Hydraulic, BS, self-operated, Pneumatic | yes |  | Acid, Acid, Acid, Aggressive water, Aggressive water, Aggressive water, Air, Air, Alkali, Alkali, Alkali, Alkali solution, Ammonia, Ammonia solution, Blowdown water, Boric acid solution, Boric acid solution, Boric acid solution, Boric acid solution, Boric acid solution, Boric acid solution, Boric acid solution, Boric concentrate, Boric concentrate, bottoms liquid, caustic soda, Chemical, Chilled water, Chilled water, coagulant, coagulant solution, Compressed air, Condensate, Condensate, Condensate, Condensate, Condensate, Condensate, Decontamination solution, Decontamination solution, Desalted water, Desalted water, Distillate, Distillate, Ethanolamine solution, Feed water, Feed water, Gas, Gas mixture, Gas mixture, Hydrazine hydrate, Hydrazine solution, Hydrogen, LCQ-2 filter regeneration solutions, Mains water, Mains water, Nitric acid, Nitric acid solution, Nitrogen, Nitrogen, oil, Overheated water, oxygen, phosphate solution, primary coolant, primary coolant, primary coolant, primary coolant, Pulp, radioactive gas, radioactive gas, radioactive gas, radioactive gas, radioactive liquid, reagents, reagents, Sea water, slime, slurry water, Sodium hydroxide, Steam, Steam, Steam, Steam-air mixture, Steam-water mixture, Steam-water mixture, Steam-water mixture, sulphuric acid, sulphuric acid, washing solution, washing solution, washing solution, washing solution, Zinc Compound Solution, Water, Water, Water, Water, Water, Water, Water, Water, Water, Water, Water, Water, Water, Water, Water, Water, Water, Water, Water, Water, Water, Water, Water, Water, drainage |  |  |  |  | 1, 1, 2, 2 | yes
180 | цкб п99199-150-01 dn150 pd 1,0 mpа td 60 0c морская вода/ medium is sea water dn 150 мм pр 1,0 mпа tр 60 0c | 40puk42aa101 | - | , 4/app. , 4/прил. | place of installation is in attended rooms outside containment. the structure is repairable. return flange (titanium) and fasteners shall enters supply scope. hydraulic resistance factor 1,0 not above. hydrotest pressure 1,5 рн. tightness class a as per gost 9544. l= not above 300mm(with return flanges). type of edge cut -1-24-1(с-24-1), connected pipedn х s-159x4 mm; service life 30 yrs not less. characteristics of seawater: - overall solt content 3,6 %; - chlorides 19500 mg/l; - рн 7,7...8,0. место установки - в обслуживаемых помещениях вне герметичной оболочки реактора. конструкция ремонтопригодная. ответные фланцы (титан) и крепеж должны входить в поставку. коэффициент гидравлического сопротивления не более 1,0. давление гидроиспытаний - 1,5 рн. герметичность - класс а по гост9544. l= не более 300мм(с ответными фланцами). тип разделки-1-24-1(с-24-1), стыкуемая труба dn х s-159x4 мм; срок службы – не менее 30 лет. хар-ки морской воды: - общее солесодержание 3,6 %; - хлориды 19500 мг/л; - рн 7,7...8,0. | qnc | 1 | Butterfly valve | 38 | pcs. шт. |  | затвор дисковый цкб п99199-150-01 маткорп=сплав титановый dn=150 p=1мпа рабср=вода морская спосприсоед=межфланцевый спосупр=привод ручной tрасч=60 °с 4 н ii ту 3741-056-34390194-2004 | 2.исуп.11889057 | tm4/iii | 1016557 | 40uqa-основная насосная станция / main pump station | 2020-10-23 00:00:00 | 38 | 0 | 0 | 0 | 9(ож1)/iii |  | 110.7.2 | 1644 | 2.689 | as per type по типу тu 3741-056-34390194-2004 ту 3741-056-34390194-2004; r01.kk34.0.0.sr.tt.wd001; дтт | 1 |  | , Manual, Hydraulic, BS, self-operated, Pneumatic | yes |  | Acid, Acid, Acid, Aggressive water, Aggressive water, Aggressive water, Air, Air, Alkali, Alkali, Alkali, Alkali solution, Ammonia, Ammonia solution, Blowdown water, Boric acid solution, Boric acid solution, Boric acid solution, Boric acid solution, Boric acid solution, Boric acid solution, Boric acid solution, Boric concentrate, Boric concentrate, bottoms liquid, caustic soda, Chemical, Chilled water, Chilled water, coagulant, coagulant solution, Compressed air, Condensate, Condensate, Condensate, Condensate, Condensate, Condensate, Decontamination solution, Decontamination solution, Desalted water, Desalted water, Distillate, Distillate, Ethanolamine solution, Feed water, Feed water, Gas, Gas mixture, Gas mixture, Hydrazine hydrate, Hydrazine solution, Hydrogen, LCQ-2 filter regeneration solutions, Mains water, Mains water, Nitric acid, Nitric acid solution, Nitrogen, Nitrogen, oil, Overheated water, oxygen, phosphate solution, primary coolant, primary coolant, primary coolant, primary coolant, Pulp, radioactive gas, radioactive gas, radioactive gas, radioactive gas, radioactive liquid, reagents, reagents, Sea water, slime, slurry water, Sodium hydroxide, Steam, Steam, Steam, Steam-air mixture, Steam-water mixture, Steam-water mixture, Steam-water mixture, sulphuric acid, sulphuric acid, washing solution, washing solution, washing solution, washing solution, Zinc Compound Solution, Water, Water, Water, Water, Water, Water, Water, Water, Water, Water, Water, Water, Water, Water, Water, Water, Water, Water, Water, Water, Water, Water, Water, Water, drainage |  |  |  |  | 1, 1, 2, 2 | yes
181 | цкб п99199-300-01 dn 300 pd 1,0 mpа td 60 0c морская вода/medium is sea water dn 300 мм pр 1,0 mпа тр 60 0c | 40puk01aa102 | body and disk material is carbon steel or equivalent with a solid rubberizing resistant to seawater. mating flanges – carbon steel корпус и диск из CS.ст или аналога с твердым гуммированием, стойким к морской воде. ответные фланцы - из - CS ст. | , 4/app. , 4/прил. | place of installation is in attended rooms outside containment. type of structure is two-eccentric with flange. the structure is repairable. outer coating is powder-based epoxi of 250mcm thick not less. material of valve fasteners is stainless steel class а4 or equivalent, toleraable to effects of seawater. return flange and fasteners shall enters supply scope. hydraulic resistance factor 1,0 not above. hydrotest pressure 1,5 рн. tightness class a as per gost 9544. l= not above 300mm(with return flanges). type of edge cut -1-24-1(с-24-1), connected pipedn х s-325x8 mm; service life 30 yrs not less. characteristics of seawater: - overall solt content 3,6 %; - chlorides 19500 mg/l; - рн 7,7...8,0. место установки - в обслуживаемых помещениях вне герметичной оболочки реактора. конструкция двухэксцентриковая, фланцевая, ремонтопригодная. наружное покрытие эпоксидное порошковое толщиной не менее 250мкм. крепежные изделия арматуры из н/ж стали а4 или аналога, стойкой к морской воде ответные фланцы и крепеж должны входить в поставку. коэффициент гидравлического сопротивления не более 1,0. давление гидроиспытаний - 1,5 рн. герметичность - класс а по гост9544. l= не более 300мм(с ответными фланцами). тип разделки-1-24-1(с-24-1), стыкуемая труба dn х s-325x8 мм; срок службы – не менее 30 лет. хар-ки морской воды: - общее солесодержание 3,6 %; - хлориды 19500 мг/л; - рн 7,7...8,0. | qnc | 1 | Butterfly valve | 98 | pcs. шт. |  | затвор дисковый цкб п99199-300-01 маткорп=сталь углеродистая 20 dn=300 p=1мпа рабср=вода морская tрабср=0...60 °с спосприсоед=межфланцевый спосупр=привод ручной 4 н ii ту 3741-056-34390194-2004 | 2.исуп.11889058 | tm4/iii | 1015372 | 40uqa-основная насосная станция / main pump station | 2020-10-23 00:00:00 | 98 | 0 | 0 | 0 | 9(ож1)/iii |  | 110.7.2.1 | 1645 | 2.691 | as per type по типу тu 3741-056-34390194-2004 ту 3741-056-34390194-2004; r01.kk34.0.0.sr.tt.wd001; дтт | 1 |  | , Manual, Hydraulic, BS, self-operated, Pneumatic | yes |  | Acid, Acid, Acid, Aggressive water, Aggressive water, Aggressive water, Air, Air, Alkali, Alkali, Alkali, Alkali solution, Ammonia, Ammonia solution, Blowdown water, Boric acid solution, Boric acid solution, Boric acid solution, Boric acid solution, Boric acid solution, Boric acid solution, Boric acid solution, Boric concentrate, Boric concentrate, bottoms liquid, caustic soda, Chemical, Chilled water, Chilled water, coagulant, coagulant solution, Compressed air, Condensate, Condensate, Condensate, Condensate, Condensate, Condensate, Decontamination solution, Decontamination solution, Desalted water, Desalted water, Distillate, Distillate, Ethanolamine solution, Feed water, Feed water, Gas, Gas mixture, Gas mixture, Hydrazine hydrate, Hydrazine solution, Hydrogen, LCQ-2 filter regeneration solutions, Mains water, Mains water, Nitric acid, Nitric acid solution, Nitrogen, Nitrogen, oil, Overheated water, oxygen, phosphate solution, primary coolant, primary coolant, primary coolant, primary coolant, Pulp, radioactive gas, radioactive gas, radioactive gas, radioactive gas, radioactive liquid, reagents, reagents, Sea water, slime, slurry water, Sodium hydroxide, Steam, Steam, Steam, Steam-air mixture, Steam-water mixture, Steam-water mixture, Steam-water mixture, sulphuric acid, sulphuric acid, washing solution, washing solution, washing solution, washing solution, Zinc Compound Solution, Water, Water, Water, Water, Water, Water, Water, Water, Water, Water, Water, Water, Water, Water, Water, Water, Water, Water, Water, Water, Water, Water, Water, Water, drainage |  |  |  |  | 1, 1, 2, 2 | yes
182 | цкб п99199-300-01 dn 300 pd 1,0 mpа td 60 0c морская вода/medium is sea water dn 300 мм pр 1,0 mпа тр 60 0c | 40puk02aa101 | body and disk material is carbon steel or equivalent with a solid rubberizing resistant to seawater. mating flanges – carbon steel корпус и диск из CS.ст или аналога с твердым гуммированием, стойким к морской воде. ответные фланцы - из - CS ст. | , 4/app. , 4/прил. | place of installation is in attended rooms outside containment. type of structure is two-eccentric with flange. the structure is repairable. outer coating is powder-based epoxi of 250mcm thick not less. material of valve fasteners is stainless steel class а4 or equivalent, toleraable to effects of seawater. return flange and fasteners shall enters supply scope. hydraulic resistance factor 1,0 not above. hydrotest pressure 1,5 рн. tightness class a as per gost 9544. l= not above 300mm(with return flanges). type of edge cut -1-24-1(с-24-1), connected pipedn х s-325x8 mm; service life 30 yrs not less. characteristics of seawater: - overall solt content 3,6 %; - chlorides 19500 mg/l; - рн 7,7...8,0. место установки - в обслуживаемых помещениях вне герметичной оболочки реактора. конструкция двухэксцентриковая, фланцевая, ремонтопригодная. наружное покрытие эпоксидное порошковое толщиной не менее 250мкм. крепежные изделия арматуры из н/ж стали а4 или аналога, стойкой к морской воде ответные фланцы и крепеж должны входить в поставку. коэффициент гидравлического сопротивления не более 1,0. давление гидроиспытаний - 1,5 рн. герметичность - класс а по гост9544. l= не более 300мм(с ответными фланцами). тип разделки-1-24-1(с-24-1), стыкуемая труба dn х s-325x8 мм; срок службы – не менее 30 лет. хар-ки морской воды: - общее солесодержание 3,6 %; - хлориды 19500 мг/л; - рн 7,7...8,0. | qnc | 1 | Butterfly valve | 98 | pcs. шт. |  | затвор дисковый цкб п99199-300-01 маткорп=сталь углеродистая 20 dn=300 p=1мпа рабср=вода морская tрабср=0...60 °с спосприсоед=межфланцевый спосупр=привод ручной 4 н ii ту 3741-056-34390194-2004 | 2.исуп.11889059 | tm4/iii | 1015372 | 40uqa-основная насосная станция / main pump station | 2020-10-23 00:00:00 | 98 | 0 | 0 | 0 | 9(ож1)/iii |  | 110.7.2.1 | 1646 | 2.691 | as per type по типу тu 3741-056-34390194-2004 ту 3741-056-34390194-2004; r01.kk34.0.0.sr.tt.wd001; дтт | 1 |  | , Manual, Hydraulic, BS, self-operated, Pneumatic | yes |  | Acid, Acid, Acid, Aggressive water, Aggressive water, Aggressive water, Air, Air, Alkali, Alkali, Alkali, Alkali solution, Ammonia, Ammonia solution, Blowdown water, Boric acid solution, Boric acid solution, Boric acid solution, Boric acid solution, Boric acid solution, Boric acid solution, Boric acid solution, Boric concentrate, Boric concentrate, bottoms liquid, caustic soda, Chemical, Chilled water, Chilled water, coagulant, coagulant solution, Compressed air, Condensate, Condensate, Condensate, Condensate, Condensate, Condensate, Decontamination solution, Decontamination solution, Desalted water, Desalted water, Distillate, Distillate, Ethanolamine solution, Feed water, Feed water, Gas, Gas mixture, Gas mixture, Hydrazine hydrate, Hydrazine solution, Hydrogen, LCQ-2 filter regeneration solutions, Mains water, Mains water, Nitric acid, Nitric acid solution, Nitrogen, Nitrogen, oil, Overheated water, oxygen, phosphate solution, primary coolant, primary coolant, primary coolant, primary coolant, Pulp, radioactive gas, radioactive gas, radioactive gas, radioactive gas, radioactive liquid, reagents, reagents, Sea water, slime, slurry water, Sodium hydroxide, Steam, Steam, Steam, Steam-air mixture, Steam-water mixture, Steam-water mixture, Steam-water mixture, sulphuric acid, sulphuric acid, washing solution, washing solution, washing solution, washing solution, Zinc Compound Solution, Water, Water, Water, Water, Water, Water, Water, Water, Water, Water, Water, Water, Water, Water, Water, Water, Water, Water, Water, Water, Water, Water, Water, Water, drainage |  |  |  |  | 1, 1, 2, 2 | yes
183 | цкб п99199-300-01 dn 300 pd 1,0 mpа td 60 0c морская вода/medium is sea water dn 300 мм pр 1,0 mпа тр 60 0c | 40puk02aa102 | body and disk material is carbon steel or equivalent with a solid rubberizing resistant to seawater. mating flanges – carbon steel корпус и диск из CS.ст или аналога с твердым гуммированием, стойким к морской воде. ответные фланцы - из - CS ст. | , 4/app. , 4/прил. | place of installation is in attended rooms outside containment. type of structure is two-eccentric with flange. the structure is repairable. outer coating is powder-based epoxi of 250mcm thick not less. material of valve fasteners is stainless steel class а4 or equivalent, toleraable to effects of seawater. return flange and fasteners shall enters supply scope. hydraulic resistance factor 1,0 not above. hydrotest pressure 1,5 рн. tightness class a as per gost 9544. l= not above 300mm(with return flanges). type of edge cut -1-24-1(с-24-1), connected pipedn х s-325x8 mm; service life 30 yrs not less. characteristics of seawater: - overall solt content 3,6 %; - chlorides 19500 mg/l; - рн 7,7...8,0. место установки - в обслуживаемых помещениях вне герметичной оболочки реактора. конструкция двухэксцентриковая, фланцевая, ремонтопригодная. наружное покрытие эпоксидное порошковое толщиной не менее 250мкм. крепежные изделия арматуры из н/ж стали а4 или аналога, стойкой к морской воде ответные фланцы и крепеж должны входить в поставку. коэффициент гидравлического сопротивления не более 1,0. давление гидроиспытаний - 1,5 рн. герметичность - класс а по гост9544. l= не более 300мм(с ответными фланцами). тип разделки-1-24-1(с-24-1), стыкуемая труба dn х s-325x8 мм; срок службы – не менее 30 лет. хар-ки морской воды: - общее солесодержание 3,6 %; - хлориды 19500 мг/л; - рн 7,7...8,0. | qnc | 1 | Butterfly valve | 98 | pcs. шт. |  | затвор дисковый цкб п99199-300-01 маткорп=сталь углеродистая 20 dn=300 p=1мпа рабср=вода морская tрабср=0...60 °с спосприсоед=межфланцевый спосупр=привод ручной 4 н ii ту 3741-056-34390194-2004 | 2.исуп.11889060 | tm4/iii | 1015372 | 40uqa-основная насосная станция / main pump station | 2020-10-23 00:00:00 | 98 | 0 | 0 | 0 | 9(ож1)/iii |  | 110.7.2.1 | 1647 | 2.691 | as per type по типу тu 3741-056-34390194-2004 ту 3741-056-34390194-2004; r01.kk34.0.0.sr.tt.wd001; дтт | 1 |  | , Manual, Hydraulic, BS, self-operated, Pneumatic | yes |  | Acid, Acid, Acid, Aggressive water, Aggressive water, Aggressive water, Air, Air, Alkali, Alkali, Alkali, Alkali solution, Ammonia, Ammonia solution, Blowdown water, Boric acid solution, Boric acid solution, Boric acid solution, Boric acid solution, Boric acid solution, Boric acid solution, Boric acid solution, Boric concentrate, Boric concentrate, bottoms liquid, caustic soda, Chemical, Chilled water, Chilled water, coagulant, coagulant solution, Compressed air, Condensate, Condensate, Condensate, Condensate, Condensate, Condensate, Decontamination solution, Decontamination solution, Desalted water, Desalted water, Distillate, Distillate, Ethanolamine solution, Feed water, Feed water, Gas, Gas mixture, Gas mixture, Hydrazine hydrate, Hydrazine solution, Hydrogen, LCQ-2 filter regeneration solutions, Mains water, Mains water, Nitric acid, Nitric acid solution, Nitrogen, Nitrogen, oil, Overheated water, oxygen, phosphate solution, primary coolant, primary coolant, primary coolant, primary coolant, Pulp, radioactive gas, radioactive gas, radioactive gas, radioactive gas, radioactive liquid, reagents, reagents, Sea water, slime, slurry water, Sodium hydroxide, Steam, Steam, Steam, Steam-air mixture, Steam-water mixture, Steam-water mixture, Steam-water mixture, sulphuric acid, sulphuric acid, washing solution, washing solution, washing solution, washing solution, Zinc Compound Solution, Water, Water, Water, Water, Water, Water, Water, Water, Water, Water, Water, Water, Water, Water, Water, Water, Water, Water, Water, Water, Water, Water, Water, Water, drainage |  |  |  |  | 1, 1, 2, 2 | yes
184 | цкб п99199-300-01 dn 300 pd 1,0 mpа td 60 0c морская вода/medium is sea water dn 300 мм pр 1,0 mпа тр 60 0c | 40pua10aa101 | body and disk material is carbon steel or equivalent with a solid rubberizing resistant to seawater. mating flanges – carbon steel корпус и диск из CS.ст или аналога с твердым гуммированием, стойким к морской воде. ответные фланцы - из - CS ст. | , 4/app. , 4/прил. | place of installation is in attended rooms outside containment. type of structure is two-eccentric with flange. the structure is repairable. outer coating is powder-based epoxi of 250mcm thick not less. material of valve fasteners is stainless steel class а4 or equivalent, toleraable to effects of seawater. return flange and fasteners shall enters supply scope. hydraulic resistance factor 1,0 not above. hydrotest pressure 1,5 рн. tightness class a as per gost 9544. l= not above 300mm(with return flanges). type of edge cut -1-24-1(с-24-1), connected pipedn х s-325x8 mm; service life 30 yrs not less. characteristics of seawater: - overall solt content 3,6 %; - chlorides 19500 mg/l; - рн 7,7...8,0. место установки - в обслуживаемых помещениях вне герметичной оболочки реактора. конструкция двухэксцентриковая, фланцевая, ремонтопригодная. наружное покрытие эпоксидное порошковое толщиной не менее 250мкм. крепежные изделия арматуры из н/ж стали а4 или аналога, стойкой к морской воде ответные фланцы и крепеж должны входить в поставку. коэффициент гидравлического сопротивления не более 1,0. давление гидроиспытаний - 1,5 рн. герметичность - класс а по гост9544. l= не более 300мм(с ответными фланцами). тип разделки-1-24-1(с-24-1), стыкуемая труба dn х s-325x8 мм; срок службы – не менее 30 лет. хар-ки морской воды: - общее солесодержание 3,6 %; - хлориды 19500 мг/л; - рн 7,7...8,0. | qnc | 1 | Butterfly valve | 98 | pcs. шт. |  | затвор дисковый цкб п99199-300-01 маткорп=сталь углеродистая 20 dn=300 p=1мпа рабср=вода морская tрабср=0...60 °с спосприсоед=межфланцевый спосупр=привод ручной 4 н ii ту 3741-056-34390194-2004 | 2.исуп.11889061 | tm4/iii | 1015372 | 40uqa-основная насосная станция / main pump station | 2020-10-23 00:00:00 | 98 | 0 | 0 | 0 | 9(ож1)/iii |  | 110.7.2.1 | 1648 | 2.691 | as per type по типу тu 3741-056-34390194-2004 ту 3741-056-34390194-2004; r01.kk34.0.0.sr.tt.wd001; дтт | 1 |  | , Manual, Hydraulic, BS, self-operated, Pneumatic | yes |  | Acid, Acid, Acid, Aggressive water, Aggressive water, Aggressive water, Air, Air, Alkali, Alkali, Alkali, Alkali solution, Ammonia, Ammonia solution, Blowdown water, Boric acid solution, Boric acid solution, Boric acid solution, Boric acid solution, Boric acid solution, Boric acid solution, Boric acid solution, Boric concentrate, Boric concentrate, bottoms liquid, caustic soda, Chemical, Chilled water, Chilled water, coagulant, coagulant solution, Compressed air, Condensate, Condensate, Condensate, Condensate, Condensate, Condensate, Decontamination solution, Decontamination solution, Desalted water, Desalted water, Distillate, Distillate, Ethanolamine solution, Feed water, Feed water, Gas, Gas mixture, Gas mixture, Hydrazine hydrate, Hydrazine solution, Hydrogen, LCQ-2 filter regeneration solutions, Mains water, Mains water, Nitric acid, Nitric acid solution, Nitrogen, Nitrogen, oil, Overheated water, oxygen, phosphate solution, primary coolant, primary coolant, primary coolant, primary coolant, Pulp, radioactive gas, radioactive gas, radioactive gas, radioactive gas, radioactive liquid, reagents, reagents, Sea water, slime, slurry water, Sodium hydroxide, Steam, Steam, Steam, Steam-air mixture, Steam-water mixture, Steam-water mixture, Steam-water mixture, sulphuric acid, sulphuric acid, washing solution, washing solution, washing solution, washing solution, Zinc Compound Solution, Water, Water, Water, Water, Water, Water, Water, Water, Water, Water, Water, Water, Water, Water, Water, Water, Water, Water, Water, Water, Water, Water, Water, Water, drainage |  |  |  |  | 1, 1, 2, 2 | yes
185 | цкб п99199-300-01 dn 300 pd 1,0 mpа td 60 0c морская вода/medium is sea water dn 300 мм pр 1,0 mпа тр 60 0c | 40pua10aa102 | body and disk material is carbon steel or equivalent with a solid rubberizing resistant to seawater. mating flanges – carbon steel корпус и диск из CS.ст или аналога с твердым гуммированием, стойким к морской воде. ответные фланцы - из - CS ст. | , 4/app. , 4/прил. | place of installation is in attended rooms outside containment. type of structure is two-eccentric with flange. the structure is repairable. outer coating is powder-based epoxi of 250mcm thick not less. material of valve fasteners is stainless steel class а4 or equivalent, toleraable to effects of seawater. return flange and fasteners shall enters supply scope. hydraulic resistance factor 1,0 not above. hydrotest pressure 1,5 рн. tightness class a as per gost 9544. l= not above 300mm(with return flanges). type of edge cut -1-24-1(с-24-1), connected pipedn х s-325x8 mm; service life 30 yrs not less. characteristics of seawater: - overall solt content 3,6 %; - chlorides 19500 mg/l; - рн 7,7...8,0. место установки - в обслуживаемых помещениях вне герметичной оболочки реактора. конструкция двухэксцентриковая, фланцевая, ремонтопригодная. наружное покрытие эпоксидное порошковое толщиной не менее 250мкм. крепежные изделия арматуры из н/ж стали а4 или аналога, стойкой к морской воде ответные фланцы и крепеж должны входить в поставку. коэффициент гидравлического сопротивления не более 1,0. давление гидроиспытаний - 1,5 рн. герметичность - класс а по гост9544. l= не более 300мм(с ответными фланцами). тип разделки-1-24-1(с-24-1), стыкуемая труба dn х s-325x8 мм; срок службы – не менее 30 лет. хар-ки морской воды: - общее солесодержание 3,6 %; - хлориды 19500 мг/л; - рн 7,7...8,0. | qnc | 1 | Butterfly valve | 98 | pcs. шт. |  | затвор дисковый цкб п99199-300-01 маткорп=сталь углеродистая 20 dn=300 p=1мпа рабср=вода морская tрабср=0...60 °с спосприсоед=межфланцевый спосупр=привод ручной 4 н ii ту 3741-056-34390194-2004 | 2.исуп.11889062 | tm4/iii | 1015372 | 40uqa-основная насосная станция / main pump station | 2020-10-23 00:00:00 | 98 | 0 | 0 | 0 | 9(ож1)/iii |  | 110.7.2.1 | 1649 | 2.691 | as per type по типу тu 3741-056-34390194-2004 ту 3741-056-34390194-2004; r01.kk34.0.0.sr.tt.wd001; дтт | 1 |  | , Manual, Hydraulic, BS, self-operated, Pneumatic | yes |  | Acid, Acid, Acid, Aggressive water, Aggressive water, Aggressive water, Air, Air, Alkali, Alkali, Alkali, Alkali solution, Ammonia, Ammonia solution, Blowdown water, Boric acid solution, Boric acid solution, Boric acid solution, Boric acid solution, Boric acid solution, Boric acid solution, Boric acid solution, Boric concentrate, Boric concentrate, bottoms liquid, caustic soda, Chemical, Chilled water, Chilled water, coagulant, coagulant solution, Compressed air, Condensate, Condensate, Condensate, Condensate, Condensate, Condensate, Decontamination solution, Decontamination solution, Desalted water, Desalted water, Distillate, Distillate, Ethanolamine solution, Feed water, Feed water, Gas, Gas mixture, Gas mixture, Hydrazine hydrate, Hydrazine solution, Hydrogen, LCQ-2 filter regeneration solutions, Mains water, Mains water, Nitric acid, Nitric acid solution, Nitrogen, Nitrogen, oil, Overheated water, oxygen, phosphate solution, primary coolant, primary coolant, primary coolant, primary coolant, Pulp, radioactive gas, radioactive gas, radioactive gas, radioactive gas, radioactive liquid, reagents, reagents, Sea water, slime, slurry water, Sodium hydroxide, Steam, Steam, Steam, Steam-air mixture, Steam-water mixture, Steam-water mixture, Steam-water mixture, sulphuric acid, sulphuric acid, washing solution, washing solution, washing solution, washing solution, Zinc Compound Solution, Water, Water, Water, Water, Water, Water, Water, Water, Water, Water, Water, Water, Water, Water, Water, Water, Water, Water, Water, Water, Water, Water, Water, Water, drainage |  |  |  |  | 1, 1, 2, 2 | yes
186 | цкб п99199-100-01 dn 100 pd 1,0 mpа td 60 0c морская вода/medium is sea water dn 100 мм pр 1,0 mпа tр 60 0c | 40pcb60aa102 | - | , 4/app. , 4/прил. | place of installation is in attended rooms outside containment. the structure is repairable. return flange (titanium) and fasteners shall enters supply scope. hydraulic resistance factor 1.0 not above. hydrotest pressure - 1,5 рн. tightness - class а as per gost 9544. l= not above 250mm (with return flanges). type of edge cut -1-24-1(с-24-1), connected pipe dn х s-108x3 mm; service life 30 yrs not less. characteristics of seawater: - overall solt content 3,6 %; - chlorides 19500 mg/l; - рн 7,7...8,0. место установки - в обслуживаемых помещениях вне герметичной оболочки реактора. конструкция ремонтопригодная. ответные фланцы (титан) и крепеж должны входить в поставку. коэффициент гидравлического сопротивления не более 1,0. давление гидроиспытаний - 1,5 рн. герметичность - класс а по гост9544. l= не более 250мм(с ответными фланцами). тип разделки-1-24-1(с-24-1), стыкуемая труба dn х s-108x3 мм; срок службы – не менее 30 лет. хар-ки морской воды: - общее солесодержание 3,6 %; - хлориды 19500 мг/л; - рн 7,7...8,0. | qnc | 1 | Butterfly valve | 16 | pcs. шт. |  | затвор дисковый цкб п99199-100-01 маткорп=сплав титановый dn=100 p=1мпа рабср=вода морская tрабср=0...60 °с спосприсоед=межфланцевый спосупр=привод ручной 4 н ii ту 3741-056-34390194-2004 | 2.исуп.11889063 | tm4/iii | 1015423 | 40uqa-основная насосная станция / main pump station | 2020-10-23 00:00:00 | 16 | 0 | 0 | 0 | 9(ож1)/iii |  | 110.7.2.2 | 1650 | 2.693 | as per type по типу тu 3741-056-34390194-2004 ту 3741-056-34390194-2004; r01.kk34.0.0.sr.tt.wd001; дтт | 1 |  | , Manual, Hydraulic, BS, self-operated, Pneumatic | yes |  | Acid, Acid, Acid, Aggressive water, Aggressive water, Aggressive water, Air, Air, Alkali, Alkali, Alkali, Alkali solution, Ammonia, Ammonia solution, Blowdown water, Boric acid solution, Boric acid solution, Boric acid solution, Boric acid solution, Boric acid solution, Boric acid solution, Boric acid solution, Boric concentrate, Boric concentrate, bottoms liquid, caustic soda, Chemical, Chilled water, Chilled water, coagulant, coagulant solution, Compressed air, Condensate, Condensate, Condensate, Condensate, Condensate, Condensate, Decontamination solution, Decontamination solution, Desalted water, Desalted water, Distillate, Distillate, Ethanolamine solution, Feed water, Feed water, Gas, Gas mixture, Gas mixture, Hydrazine hydrate, Hydrazine solution, Hydrogen, LCQ-2 filter regeneration solutions, Mains water, Mains water, Nitric acid, Nitric acid solution, Nitrogen, Nitrogen, oil, Overheated water, oxygen, phosphate solution, primary coolant, primary coolant, primary coolant, primary coolant, Pulp, radioactive gas, radioactive gas, radioactive gas, radioactive gas, radioactive liquid, reagents, reagents, Sea water, slime, slurry water, Sodium hydroxide, Steam, Steam, Steam, Steam-air mixture, Steam-water mixture, Steam-water mixture, Steam-water mixture, sulphuric acid, sulphuric acid, washing solution, washing solution, washing solution, washing solution, Zinc Compound Solution, Water, Water, Water, Water, Water, Water, Water, Water, Water, Water, Water, Water, Water, Water, Water, Water, Water, Water, Water, Water, Water, Water, Water, Water, drainage |  |  |  |  | 1, 1, 2, 2 | yes
187 | цкб п99199-100-01 dn 100 pd 1,0 mpа td 60 0c морская вода/medium is sea water dn 100 мм pр 1,0 mпа tр 60 0c | 40pcb61aa101 | - | , 4/app. , 4/прил. | place of installation is in attended rooms outside containment. the structure is repairable. return flange (titanium) and fasteners shall enters supply scope. hydraulic resistance factor 1.0 not above. hydrotest pressure - 1,5 рн. tightness - class а as per gost 9544. l= not above 250mm (with return flanges). type of edge cut -1-24-1(с-24-1), connected pipe dn х s-108x3 mm; service life 30 yrs not less. characteristics of seawater: - overall solt content 3,6 %; - chlorides 19500 mg/l; - рн 7,7...8,0. место установки - в обслуживаемых помещениях вне герметичной оболочки реактора. конструкция ремонтопригодная. ответные фланцы (титан) и крепеж должны входить в поставку. коэффициент гидравлического сопротивления не более 1,0. давление гидроиспытаний - 1,5 рн. герметичность - класс а по гост9544. l= не более 250мм(с ответными фланцами). тип разделки-1-24-1(с-24-1), стыкуемая труба dn х s-108x3 мм; срок службы – не менее 30 лет. хар-ки морской воды: - общее солесодержание 3,6 %; - хлориды 19500 мг/л; - рн 7,7...8,0. | qnc | 1 | Butterfly valve | 16 | pcs. шт. |  | затвор дисковый цкб п99199-100-01 маткорп=сплав титановый dn=100 p=1мпа рабср=вода морская tрабср=0...60 °с спосприсоед=межфланцевый спосупр=привод ручной 4 н ii ту 3741-056-34390194-2004 | 2.исуп.11889064 | tm4/iii | 1015423 | 40uqa-основная насосная станция / main pump station | 2020-10-23 00:00:00 | 16 | 0 | 0 | 0 | 9(ож1)/iii |  | 110.7.2.2 | 1651 | 2.693 | as per type по типу тu 3741-056-34390194-2004 ту 3741-056-34390194-2004; r01.kk34.0.0.sr.tt.wd001; дтт | 1 |  | , Manual, Hydraulic, BS, self-operated, Pneumatic | yes |  | Acid, Acid, Acid, Aggressive water, Aggressive water, Aggressive water, Air, Air, Alkali, Alkali, Alkali, Alkali solution, Ammonia, Ammonia solution, Blowdown water, Boric acid solution, Boric acid solution, Boric acid solution, Boric acid solution, Boric acid solution, Boric acid solution, Boric acid solution, Boric concentrate, Boric concentrate, bottoms liquid, caustic soda, Chemical, Chilled water, Chilled water, coagulant, coagulant solution, Compressed air, Condensate, Condensate, Condensate, Condensate, Condensate, Condensate, Decontamination solution, Decontamination solution, Desalted water, Desalted water, Distillate, Distillate, Ethanolamine solution, Feed water, Feed water, Gas, Gas mixture, Gas mixture, Hydrazine hydrate, Hydrazine solution, Hydrogen, LCQ-2 filter regeneration solutions, Mains water, Mains water, Nitric acid, Nitric acid solution, Nitrogen, Nitrogen, oil, Overheated water, oxygen, phosphate solution, primary coolant, primary coolant, primary coolant, primary coolant, Pulp, radioactive gas, radioactive gas, radioactive gas, radioactive gas, radioactive liquid, reagents, reagents, Sea water, slime, slurry water, Sodium hydroxide, Steam, Steam, Steam, Steam-air mixture, Steam-water mixture, Steam-water mixture, Steam-water mixture, sulphuric acid, sulphuric acid, washing solution, washing solution, washing solution, washing solution, Zinc Compound Solution, Water, Water, Water, Water, Water, Water, Water, Water, Water, Water, Water, Water, Water, Water, Water, Water, Water, Water, Water, Water, Water, Water, Water, Water, drainage |  |  |  |  | 1, 1, 2, 2 | yes
188 | цкб п99199-300-01 dn 300 pd 1,0 mpа td 60 0c морская вода/medium is sea water dn 300 мм pр 1,0 mпа тр 60 0c | 40puk01aa101 | body and disk material is carbon steel or equivalent with a solid rubberizing resistant to seawater. mating flanges – carbon steel корпус и диск из CS.ст или аналога с твердым гуммированием, стойким к морской воде. ответные фланцы - из - CS ст. | , 4/app. , 4/прил. | place of installation is in attended rooms outside containment. type of structure is two-eccentric with flange. the structure is repairable. outer coating is powder-based epoxi of 250mcm thick not less. material of valve fasteners is stainless steel class а4 or equivalent, toleraable to effects of seawater. return flange and fasteners shall enters supply scope. hydraulic resistance factor 1,0 not above. hydrotest pressure 1,5 рн. tightness class a as per gost 9544. l= not above 300mm(with return flanges). type of edge cut -1-24-1(с-24-1), connected pipedn х s-325x8 mm; service life 30 yrs not less. characteristics of seawater: - overall solt content 3,6 %; - chlorides 19500 mg/l; - рн 7,7...8,0. место установки - в обслуживаемых помещениях вне герметичной оболочки реактора. конструкция двухэксцентриковая, фланцевая, ремонтопригодная. наружное покрытие эпоксидное порошковое толщиной не менее 250мкм. крепежные изделия арматуры из н/ж стали а4 или аналога, стойкой к морской воде ответные фланцы и крепеж должны входить в поставку. коэффициент гидравлического сопротивления не более 1,0. давление гидроиспытаний - 1,5 рн. герметичность - класс а по гост9544. l= не более 300мм(с ответными фланцами). тип разделки-1-24-1(с-24-1), стыкуемая труба dn х s-325x8 мм; срок службы – не менее 30 лет. хар-ки морской воды: - общее солесодержание 3,6 %; - хлориды 19500 мг/л; - рн 7,7...8,0. | qnc | 1 | Butterfly valve | 98 | pcs. шт. |  | затвор дисковый цкб п99199-300-01 маткорп=сталь углеродистая 20 dn=300 p=1мпа рабср=вода морская tрабср=0...60 °с спосприсоед=межфланцевый спосупр=привод ручной 4 н ii ту 3741-056-34390194-2004 | 2.исуп.11889082 | tm4/iii | 1015372 | 40uqa-основная насосная станция / main pump station | 2020-10-23 00:00:00 | 98 | 0 | 0 | 0 | 9(ож1)/iii |  | 110.7.2.1 | 1652 | 2.691 | as per type по типу тu 3741-056-34390194-2004 ту 3741-056-34390194-2004; r01.kk34.0.0.sr.tt.wd001; дтт | 1 |  | , Manual, Hydraulic, BS, self-operated, Pneumatic | yes |  | Acid, Acid, Acid, Aggressive water, Aggressive water, Aggressive water, Air, Air, Alkali, Alkali, Alkali, Alkali solution, Ammonia, Ammonia solution, Blowdown water, Boric acid solution, Boric acid solution, Boric acid solution, Boric acid solution, Boric acid solution, Boric acid solution, Boric acid solution, Boric concentrate, Boric concentrate, bottoms liquid, caustic soda, Chemical, Chilled water, Chilled water, coagulant, coagulant solution, Compressed air, Condensate, Condensate, Condensate, Condensate, Condensate, Condensate, Decontamination solution, Decontamination solution, Desalted water, Desalted water, Distillate, Distillate, Ethanolamine solution, Feed water, Feed water, Gas, Gas mixture, Gas mixture, Hydrazine hydrate, Hydrazine solution, Hydrogen, LCQ-2 filter regeneration solutions, Mains water, Mains water, Nitric acid, Nitric acid solution, Nitrogen, Nitrogen, oil, Overheated water, oxygen, phosphate solution, primary coolant, primary coolant, primary coolant, primary coolant, Pulp, radioactive gas, radioactive gas, radioactive gas, radioactive gas, radioactive liquid, reagents, reagents, Sea water, slime, slurry water, Sodium hydroxide, Steam, Steam, Steam, Steam-air mixture, Steam-water mixture, Steam-water mixture, Steam-water mixture, sulphuric acid, sulphuric acid, washing solution, washing solution, washing solution, washing solution, Zinc Compound Solution, Water, Water, Water, Water, Water, Water, Water, Water, Water, Water, Water, Water, Water, Water, Water, Water, Water, Water, Water, Water, Water, Water, Water, Water, drainage |  |  |  |  | 1, 1, 2, 2 | yes
189 | цкб п99199-200 dn 200 pd 1,0 mpа td 60 0c морская вода/ medium is sea water dn 200 мм рр 1,0 mпа тр 60 0c | 40puj01aa101 | body and disk material is carbon steel or equivalent with a solid rubberizing resistant to seawater. mating flanges – carbon steel корпус и диск из CS.ст или аналога с твердым гуммированием, стойким к морской воде. ответные фланцы - из - CS ст. | , 4/app. , 4/прил. | place of installation is in attended rooms outside containment. type of structure is two-eccentric with flange. the structure is repairable. outer coating is powder-based epoxi of 250mcm thick not less. material of valve fasteners is stainless steel class а4 or equivalent, toleraable to effects of seawater. return flange and fasteners shall enters supply scope. hydraulic resistance factor 1,0 not above. hydrotest pressure 1,5 рн. tightness - class а as per gost9544. l= not above 300mm(with return flanges). type of edge cut -1-24-1(с-24-1), connected pipedn х s-219x7 mm; service life 30 yrs not less. characteristics of seawater: - overall solt content 3,6 %; - chlorides 19500 mg/l; - рн 7,7...8,0. место установки - в обслуживаемых помещениях вне герметичной оболочки реактора. конструкция двухэксцентриковая, фланцевая, ремонтопригодная. наружное покрытие эпоксидное порошковое толщиной не менее 250мкм. крепежные изделия арматуры из н/ж стали а4 или аналога, стойкой к морской воде ответные фланцы и крепеж должны входить в поставку. коэффициент гидравлического сопротивления не более 1,0. давление гидроиспытаний - 1,5 рн. герметичность - класс а по гост9544. l= не более 300мм(с ответными фланцами). тип разделки-1-24-1(с-24-1), стыкуемая труба dn х s-219x7 мм; срок службы – не менее 30 лет. хар-ки морской воды: - общее солесодержание 3,6 %; - хлориды 19500 мг/л; - рн 7,7...8,0. | qnc | 1 | Butterfly valve | 53 | pcs. шт. |  | затвор дисковый цкб п99199-200 маткорп=сталь углеродистая 20 dn=200 p=1мпа рабср=вода морская tрабср=0...60 °с спосприсоед=межфланцевый спосупр=привод ручной 4 н ii ту 3741-056-34390194-2004 | 2.исуп.11889106 | tm4/iii | 1015426 | 40uqa-основная насосная станция / main pump station | 2020-10-23 00:00:00 | 53 | 0 | 0 | 0 | 9(ож1)/iii |  | 110.7.2.5 | 1653 | 2.695 | as per type по типу тu 3741-056-34390194-2004 ту 3741-056-34390194-2004; r01.kk34.0.0.sr.tt.wd001; дтт | 1 |  | , Manual, Hydraulic, BS, self-operated, Pneumatic | yes |  | Acid, Acid, Acid, Aggressive water, Aggressive water, Aggressive water, Air, Air, Alkali, Alkali, Alkali, Alkali solution, Ammonia, Ammonia solution, Blowdown water, Boric acid solution, Boric acid solution, Boric acid solution, Boric acid solution, Boric acid solution, Boric acid solution, Boric acid solution, Boric concentrate, Boric concentrate, bottoms liquid, caustic soda, Chemical, Chilled water, Chilled water, coagulant, coagulant solution, Compressed air, Condensate, Condensate, Condensate, Condensate, Condensate, Condensate, Decontamination solution, Decontamination solution, Desalted water, Desalted water, Distillate, Distillate, Ethanolamine solution, Feed water, Feed water, Gas, Gas mixture, Gas mixture, Hydrazine hydrate, Hydrazine solution, Hydrogen, LCQ-2 filter regeneration solutions, Mains water, Mains water, Nitric acid, Nitric acid solution, Nitrogen, Nitrogen, oil, Overheated water, oxygen, phosphate solution, primary coolant, primary coolant, primary coolant, primary coolant, Pulp, radioactive gas, radioactive gas, radioactive gas, radioactive gas, radioactive liquid, reagents, reagents, Sea water, slime, slurry water, Sodium hydroxide, Steam, Steam, Steam, Steam-air mixture, Steam-water mixture, Steam-water mixture, Steam-water mixture, sulphuric acid, sulphuric acid, washing solution, washing solution, washing solution, washing solution, Zinc Compound Solution, Water, Water, Water, Water, Water, Water, Water, Water, Water, Water, Water, Water, Water, Water, Water, Water, Water, Water, Water, Water, Water, Water, Water, Water, drainage |  |  |  |  | 1, 1, 2, 2 | yes
190 | цкб п99199-200 dn 200 pd 1,0 mpа td 60 0c морская вода/ medium is sea water dn 200 мм рр 1,0 mпа тр 60 0c | 40puj01aa102 | body and disk material is carbon steel or equivalent with a solid rubberizing resistant to seawater. mating flanges – carbon steel корпус и диск из CS.ст или аналога с твердым гуммированием, стойким к морской воде. ответные фланцы - из - CS ст. | , 4/app. , 4/прил. | place of installation is in attended rooms outside containment. type of structure is two-eccentric with flange. the structure is repairable. outer coating is powder-based epoxi of 250mcm thick not less. material of valve fasteners is stainless steel class а4 or equivalent, toleraable to effects of seawater. return flange and fasteners shall enters supply scope. hydraulic resistance factor 1,0 not above. hydrotest pressure 1,5 рн. tightness - class а as per gost9544. l= not above 300mm(with return flanges). type of edge cut -1-24-1(с-24-1), connected pipedn х s-219x7 mm; service life 30 yrs not less. characteristics of seawater: - overall solt content 3,6 %; - chlorides 19500 mg/l; - рн 7,7...8,0. место установки - в обслуживаемых помещениях вне герметичной оболочки реактора. конструкция двухэксцентриковая, фланцевая, ремонтопригодная. наружное покрытие эпоксидное порошковое толщиной не менее 250мкм. крепежные изделия арматуры из н/ж стали а4 или аналога, стойкой к морской воде ответные фланцы и крепеж должны входить в поставку. коэффициент гидравлического сопротивления не более 1,0. давление гидроиспытаний - 1,5 рн. герметичность - класс а по гост9544. l= не более 300мм(с ответными фланцами). тип разделки-1-24-1(с-24-1), стыкуемая труба dn х s-219x7 мм; срок службы – не менее 30 лет. хар-ки морской воды: - общее солесодержание 3,6 %; - хлориды 19500 мг/л; - рн 7,7...8,0. | qnc | 1 | Butterfly valve | 53 | pcs. шт. |  | затвор дисковый цкб п99199-200 маткорп=сталь углеродистая 20 dn=200 p=1мпа рабср=вода морская tрабср=0...60 °с спосприсоед=межфланцевый спосупр=привод ручной 4 н ii ту 3741-056-34390194-2004 | 2.исуп.11889107 | tm4/iii | 1015426 | 40uqa-основная насосная станция / main pump station | 2020-10-23 00:00:00 | 53 | 0 | 0 | 0 | 9(ож1)/iii |  | 110.7.2.5 | 1654 | 2.695 | as per type по типу тu 3741-056-34390194-2004 ту 3741-056-34390194-2004; r01.kk34.0.0.sr.tt.wd001; дтт | 1 |  | , Manual, Hydraulic, BS, self-operated, Pneumatic | yes |  | Acid, Acid, Acid, Aggressive water, Aggressive water, Aggressive water, Air, Air, Alkali, Alkali, Alkali, Alkali solution, Ammonia, Ammonia solution, Blowdown water, Boric acid solution, Boric acid solution, Boric acid solution, Boric acid solution, Boric acid solution, Boric acid solution, Boric acid solution, Boric concentrate, Boric concentrate, bottoms liquid, caustic soda, Chemical, Chilled water, Chilled water, coagulant, coagulant solution, Compressed air, Condensate, Condensate, Condensate, Condensate, Condensate, Condensate, Decontamination solution, Decontamination solution, Desalted water, Desalted water, Distillate, Distillate, Ethanolamine solution, Feed water, Feed water, Gas, Gas mixture, Gas mixture, Hydrazine hydrate, Hydrazine solution, Hydrogen, LCQ-2 filter regeneration solutions, Mains water, Mains water, Nitric acid, Nitric acid solution, Nitrogen, Nitrogen, oil, Overheated water, oxygen, phosphate solution, primary coolant, primary coolant, primary coolant, primary coolant, Pulp, radioactive gas, radioactive gas, radioactive gas, radioactive gas, radioactive liquid, reagents, reagents, Sea water, slime, slurry water, Sodium hydroxide, Steam, Steam, Steam, Steam-air mixture, Steam-water mixture, Steam-water mixture, Steam-water mixture, sulphuric acid, sulphuric acid, washing solution, washing solution, washing solution, washing solution, Zinc Compound Solution, Water, Water, Water, Water, Water, Water, Water, Water, Water, Water, Water, Water, Water, Water, Water, Water, Water, Water, Water, Water, Water, Water, Water, Water, drainage |  |  |  |  | 1, 1, 2, 2 | yes
191 | цкб п99199-200 dn 200 pd 1,0 mpа td 60 0c морская вода/ medium is sea water dn 200 мм рр 1,0 mпа тр 60 0c | 40puj02aa101 | body and disk material is carbon steel or equivalent with a solid rubberizing resistant to seawater. mating flanges – carbon steel корпус и диск из CS.ст или аналога с твердым гуммированием, стойким к морской воде. ответные фланцы - из - CS ст. | , 4/app. , 4/прил. | place of installation is in attended rooms outside containment. type of structure is two-eccentric with flange. the structure is repairable. outer coating is powder-based epoxi of 250mcm thick not less. material of valve fasteners is stainless steel class а4 or equivalent, toleraable to effects of seawater. return flange and fasteners shall enters supply scope. hydraulic resistance factor 1,0 not above. hydrotest pressure 1,5 рн. tightness - class а as per gost9544. l= not above 300mm(with return flanges). type of edge cut -1-24-1(с-24-1), connected pipedn х s-219x7 mm; service life 30 yrs not less. characteristics of seawater: - overall solt content 3,6 %; - chlorides 19500 mg/l; - рн 7,7...8,0. место установки - в обслуживаемых помещениях вне герметичной оболочки реактора. конструкция двухэксцентриковая, фланцевая, ремонтопригодная. наружное покрытие эпоксидное порошковое толщиной не менее 250мкм. крепежные изделия арматуры из н/ж стали а4 или аналога, стойкой к морской воде ответные фланцы и крепеж должны входить в поставку. коэффициент гидравлического сопротивления не более 1,0. давление гидроиспытаний - 1,5 рн. герметичность - класс а по гост9544. l= не более 300мм(с ответными фланцами). тип разделки-1-24-1(с-24-1), стыкуемая труба dn х s-219x7 мм; срок службы – не менее 30 лет. хар-ки морской воды: - общее солесодержание 3,6 %; - хлориды 19500 мг/л; - рн 7,7...8,0. | qnc | 1 | Butterfly valve | 53 | pcs. шт. |  | затвор дисковый цкб п99199-200 маткорп=сталь углеродистая 20 dn=200 p=1мпа рабср=вода морская tрабср=0...60 °с спосприсоед=межфланцевый спосупр=привод ручной 4 н ii ту 3741-056-34390194-2004 | 2.исуп.11889108 | tm4/iii | 1015426 | 40uqa-основная насосная станция / main pump station | 2020-10-23 00:00:00 | 53 | 0 | 0 | 0 | 9(ож1)/iii |  | 110.7.2.5 | 1655 | 2.695 | as per type по типу тu 3741-056-34390194-2004 ту 3741-056-34390194-2004; r01.kk34.0.0.sr.tt.wd001; дтт | 1 |  | , Manual, Hydraulic, BS, self-operated, Pneumatic | yes |  | Acid, Acid, Acid, Aggressive water, Aggressive water, Aggressive water, Air, Air, Alkali, Alkali, Alkali, Alkali solution, Ammonia, Ammonia solution, Blowdown water, Boric acid solution, Boric acid solution, Boric acid solution, Boric acid solution, Boric acid solution, Boric acid solution, Boric acid solution, Boric concentrate, Boric concentrate, bottoms liquid, caustic soda, Chemical, Chilled water, Chilled water, coagulant, coagulant solution, Compressed air, Condensate, Condensate, Condensate, Condensate, Condensate, Condensate, Decontamination solution, Decontamination solution, Desalted water, Desalted water, Distillate, Distillate, Ethanolamine solution, Feed water, Feed water, Gas, Gas mixture, Gas mixture, Hydrazine hydrate, Hydrazine solution, Hydrogen, LCQ-2 filter regeneration solutions, Mains water, Mains water, Nitric acid, Nitric acid solution, Nitrogen, Nitrogen, oil, Overheated water, oxygen, phosphate solution, primary coolant, primary coolant, primary coolant, primary coolant, Pulp, radioactive gas, radioactive gas, radioactive gas, radioactive gas, radioactive liquid, reagents, reagents, Sea water, slime, slurry water, Sodium hydroxide, Steam, Steam, Steam, Steam-air mixture, Steam-water mixture, Steam-water mixture, Steam-water mixture, sulphuric acid, sulphuric acid, washing solution, washing solution, washing solution, washing solution, Zinc Compound Solution, Water, Water, Water, Water, Water, Water, Water, Water, Water, Water, Water, Water, Water, Water, Water, Water, Water, Water, Water, Water, Water, Water, Water, Water, drainage |  |  |  |  | 1, 1, 2, 2 | yes
192 | цкб п99199-200 dn 200 pd 1,0 mpа td 60 0c морская вода/ medium is sea water dn 200 мм рр 1,0 mпа тр 60 0c | 40puj02aa102 | body and disk material is carbon steel or equivalent with a solid rubberizing resistant to seawater. mating flanges – carbon steel корпус и диск из CS.ст или аналога с твердым гуммированием, стойким к морской воде. ответные фланцы - из - CS ст. | , 4/app. , 4/прил. | place of installation is in attended rooms outside containment. type of structure is two-eccentric with flange. the structure is repairable. outer coating is powder-based epoxi of 250mcm thick not less. material of valve fasteners is stainless steel class а4 or equivalent, toleraable to effects of seawater. return flange and fasteners shall enters supply scope. hydraulic resistance factor 1,0 not above. hydrotest pressure 1,5 рн. tightness - class а as per gost9544. l= not above 300mm(with return flanges). type of edge cut -1-24-1(с-24-1), connected pipedn х s-219x7 mm; service life 30 yrs not less. characteristics of seawater: - overall solt content 3,6 %; - chlorides 19500 mg/l; - рн 7,7...8,0. место установки - в обслуживаемых помещениях вне герметичной оболочки реактора. конструкция двухэксцентриковая, фланцевая, ремонтопригодная. наружное покрытие эпоксидное порошковое толщиной не менее 250мкм. крепежные изделия арматуры из н/ж стали а4 или аналога, стойкой к морской воде ответные фланцы и крепеж должны входить в поставку. коэффициент гидравлического сопротивления не более 1,0. давление гидроиспытаний - 1,5 рн. герметичность - класс а по гост9544. l= не более 300мм(с ответными фланцами). тип разделки-1-24-1(с-24-1), стыкуемая труба dn х s-219x7 мм; срок службы – не менее 30 лет. хар-ки морской воды: - общее солесодержание 3,6 %; - хлориды 19500 мг/л; - рн 7,7...8,0. | qnc | 1 | Butterfly valve | 53 | pcs. шт. |  | затвор дисковый цкб п99199-200 маткорп=сталь углеродистая 20 dn=200 p=1мпа рабср=вода морская tрабср=0...60 °с спосприсоед=межфланцевый спосупр=привод ручной 4 н ii ту 3741-056-34390194-2004 | 2.исуп.11889109 | tm4/iii | 1015426 | 40uqa-основная насосная станция / main pump station | 2020-10-23 00:00:00 | 53 | 0 | 0 | 0 | 9(ож1)/iii |  | 110.7.2.5 | 1656 | 2.695 | as per type по типу тu 3741-056-34390194-2004 ту 3741-056-34390194-2004; r01.kk34.0.0.sr.tt.wd001; дтт | 1 |  | , Manual, Hydraulic, BS, self-operated, Pneumatic | yes |  | Acid, Acid, Acid, Aggressive water, Aggressive water, Aggressive water, Air, Air, Alkali, Alkali, Alkali, Alkali solution, Ammonia, Ammonia solution, Blowdown water, Boric acid solution, Boric acid solution, Boric acid solution, Boric acid solution, Boric acid solution, Boric acid solution, Boric acid solution, Boric concentrate, Boric concentrate, bottoms liquid, caustic soda, Chemical, Chilled water, Chilled water, coagulant, coagulant solution, Compressed air, Condensate, Condensate, Condensate, Condensate, Condensate, Condensate, Decontamination solution, Decontamination solution, Desalted water, Desalted water, Distillate, Distillate, Ethanolamine solution, Feed water, Feed water, Gas, Gas mixture, Gas mixture, Hydrazine hydrate, Hydrazine solution, Hydrogen, LCQ-2 filter regeneration solutions, Mains water, Mains water, Nitric acid, Nitric acid solution, Nitrogen, Nitrogen, oil, Overheated water, oxygen, phosphate solution, primary coolant, primary coolant, primary coolant, primary coolant, Pulp, radioactive gas, radioactive gas, radioactive gas, radioactive gas, radioactive liquid, reagents, reagents, Sea water, slime, slurry water, Sodium hydroxide, Steam, Steam, Steam, Steam-air mixture, Steam-water mixture, Steam-water mixture, Steam-water mixture, sulphuric acid, sulphuric acid, washing solution, washing solution, washing solution, washing solution, Zinc Compound Solution, Water, Water, Water, Water, Water, Water, Water, Water, Water, Water, Water, Water, Water, Water, Water, Water, Water, Water, Water, Water, Water, Water, Water, Water, drainage |  |  |  |  | 1, 1, 2, 2 | yes
193 | цкб п99199-200 dn 200 pd 1,0 mpа td 60 0c морская вода/ medium is sea water dn 200 мм рр 1,0 mпа тр 60 0c | 40pcc11aa101 | body and disk material is carbon steel or equivalent with a solid rubberizing resistant to seawater. mating flanges – carbon steel корпус и диск из CS.ст или аналога с твердым гуммированием, стойким к морской воде. ответные фланцы - из - CS ст. | , 4/app. , 4/прил. | place of installation is in attended rooms outside containment. type of structure is two-eccentric with flange. the structure is repairable. outer coating is powder-based epoxi of 250mcm thick not less. material of valve fasteners is stainless steel class а4 or equivalent, toleraable to effects of seawater. return flange and fasteners shall enters supply scope. hydraulic resistance factor 1,0 not above. hydrotest pressure 1,5 рн. tightness - class а as per gost9544. l= not above 300mm(with return flanges). type of edge cut -1-24-1(с-24-1), connected pipedn х s-219x7 mm; service life 30 yrs not less. characteristics of seawater: - overall solt content 3,6 %; - chlorides 19500 mg/l; - рн 7,7...8,0. место установки - в обслуживаемых помещениях вне герметичной оболочки реактора. конструкция двухэксцентриковая, фланцевая, ремонтопригодная. наружное покрытие эпоксидное порошковое толщиной не менее 250мкм. крепежные изделия арматуры из н/ж стали а4 или аналога, стойкой к морской воде ответные фланцы и крепеж должны входить в поставку. коэффициент гидравлического сопротивления не более 1,0. давление гидроиспытаний - 1,5 рн. герметичность - класс а по гост9544. l= не более 300мм(с ответными фланцами). тип разделки-1-24-1(с-24-1), стыкуемая труба dn х s-219x7 мм; срок службы – не менее 30 лет. хар-ки морской воды: - общее солесодержание 3,6 %; - хлориды 19500 мг/л; - рн 7,7...8,0. | qnc | 1 | Butterfly valve | 53 | pcs. шт. |  | затвор дисковый цкб п99199-200 маткорп=сталь углеродистая 20 dn=200 p=1мпа рабср=вода морская tрабср=0...60 °с спосприсоед=межфланцевый спосупр=привод ручной 4 н ii ту 3741-056-34390194-2004 | 2.исуп.11889110 | tm4/iii | 1015426 | 40uqa-основная насосная станция / main pump station | 2020-10-23 00:00:00 | 53 | 0 | 0 | 0 | 9(ож1)/iii |  | 110.7.2.5 | 1657 | 2.695 | as per type по типу тu 3741-056-34390194-2004 ту 3741-056-34390194-2004; r01.kk34.0.0.sr.tt.wd001; дтт | 1 |  | , Manual, Hydraulic, BS, self-operated, Pneumatic | yes |  | Acid, Acid, Acid, Aggressive water, Aggressive water, Aggressive water, Air, Air, Alkali, Alkali, Alkali, Alkali solution, Ammonia, Ammonia solution, Blowdown water, Boric acid solution, Boric acid solution, Boric acid solution, Boric acid solution, Boric acid solution, Boric acid solution, Boric acid solution, Boric concentrate, Boric concentrate, bottoms liquid, caustic soda, Chemical, Chilled water, Chilled water, coagulant, coagulant solution, Compressed air, Condensate, Condensate, Condensate, Condensate, Condensate, Condensate, Decontamination solution, Decontamination solution, Desalted water, Desalted water, Distillate, Distillate, Ethanolamine solution, Feed water, Feed water, Gas, Gas mixture, Gas mixture, Hydrazine hydrate, Hydrazine solution, Hydrogen, LCQ-2 filter regeneration solutions, Mains water, Mains water, Nitric acid, Nitric acid solution, Nitrogen, Nitrogen, oil, Overheated water, oxygen, phosphate solution, primary coolant, primary coolant, primary coolant, primary coolant, Pulp, radioactive gas, radioactive gas, radioactive gas, radioactive gas, radioactive liquid, reagents, reagents, Sea water, slime, slurry water, Sodium hydroxide, Steam, Steam, Steam, Steam-air mixture, Steam-water mixture, Steam-water mixture, Steam-water mixture, sulphuric acid, sulphuric acid, washing solution, washing solution, washing solution, washing solution, Zinc Compound Solution, Water, Water, Water, Water, Water, Water, Water, Water, Water, Water, Water, Water, Water, Water, Water, Water, Water, Water, Water, Water, Water, Water, Water, Water, drainage |  |  |  |  | 1, 1, 2, 2 | yes
194 | цкб п99199-200 dn 200 pd 1,0 mpа td 60 0c морская вода/ medium is sea water dn 200 мм рр 1,0 mпа тр 60 0c | 40pcc12aa101 | body and disk material is carbon steel or equivalent with a solid rubberizing resistant to seawater. mating flanges – carbon steel корпус и диск из CS.ст или аналога с твердым гуммированием, стойким к морской воде. ответные фланцы - из - CS ст. | , 4/app. , 4/прил. | place of installation is in attended rooms outside containment. type of structure is two-eccentric with flange. the structure is repairable. outer coating is powder-based epoxi of 250mcm thick not less. material of valve fasteners is stainless steel class а4 or equivalent, toleraable to effects of seawater. return flange and fasteners shall enters supply scope. hydraulic resistance factor 1,0 not above. hydrotest pressure 1,5 рн. tightness - class а as per gost9544. l= not above 300mm(with return flanges). type of edge cut -1-24-1(с-24-1), connected pipedn х s-219x7 mm; service life 30 yrs not less. characteristics of seawater: - overall solt content 3,6 %; - chlorides 19500 mg/l; - рн 7,7...8,0. место установки - в обслуживаемых помещениях вне герметичной оболочки реактора. конструкция двухэксцентриковая, фланцевая, ремонтопригодная. наружное покрытие эпоксидное порошковое толщиной не менее 250мкм. крепежные изделия арматуры из н/ж стали а4 или аналога, стойкой к морской воде ответные фланцы и крепеж должны входить в поставку. коэффициент гидравлического сопротивления не более 1,0. давление гидроиспытаний - 1,5 рн. герметичность - класс а по гост9544. l= не более 300мм(с ответными фланцами). тип разделки-1-24-1(с-24-1), стыкуемая труба dn х s-219x7 мм; срок службы – не менее 30 лет. хар-ки морской воды: - общее солесодержание 3,6 %; - хлориды 19500 мг/л; - рн 7,7...8,0. | qnc | 1 | Butterfly valve | 53 | pcs. шт. |  | затвор дисковый цкб п99199-200 маткорп=сталь углеродистая 20 dn=200 p=1мпа рабср=вода морская tрабср=0...60 °с спосприсоед=межфланцевый спосупр=привод ручной 4 н ii ту 3741-056-34390194-2004 | 2.исуп.11889111 | tm4/iii | 1015426 | 40uqa-основная насосная станция / main pump station | 2020-10-23 00:00:00 | 53 | 0 | 0 | 0 | 9(ож1)/iii |  | 110.7.2.5 | 1658 | 2.695 | as per type по типу тu 3741-056-34390194-2004 ту 3741-056-34390194-2004; r01.kk34.0.0.sr.tt.wd001; дтт | 1 |  | , Manual, Hydraulic, BS, self-operated, Pneumatic | yes |  | Acid, Acid, Acid, Aggressive water, Aggressive water, Aggressive water, Air, Air, Alkali, Alkali, Alkali, Alkali solution, Ammonia, Ammonia solution, Blowdown water, Boric acid solution, Boric acid solution, Boric acid solution, Boric acid solution, Boric acid solution, Boric acid solution, Boric acid solution, Boric concentrate, Boric concentrate, bottoms liquid, caustic soda, Chemical, Chilled water, Chilled water, coagulant, coagulant solution, Compressed air, Condensate, Condensate, Condensate, Condensate, Condensate, Condensate, Decontamination solution, Decontamination solution, Desalted water, Desalted water, Distillate, Distillate, Ethanolamine solution, Feed water, Feed water, Gas, Gas mixture, Gas mixture, Hydrazine hydrate, Hydrazine solution, Hydrogen, LCQ-2 filter regeneration solutions, Mains water, Mains water, Nitric acid, Nitric acid solution, Nitrogen, Nitrogen, oil, Overheated water, oxygen, phosphate solution, primary coolant, primary coolant, primary coolant, primary coolant, Pulp, radioactive gas, radioactive gas, radioactive gas, radioactive gas, radioactive liquid, reagents, reagents, Sea water, slime, slurry water, Sodium hydroxide, Steam, Steam, Steam, Steam-air mixture, Steam-water mixture, Steam-water mixture, Steam-water mixture, sulphuric acid, sulphuric acid, washing solution, washing solution, washing solution, washing solution, Zinc Compound Solution, Water, Water, Water, Water, Water, Water, Water, Water, Water, Water, Water, Water, Water, Water, Water, Water, Water, Water, Water, Water, Water, Water, Water, Water, drainage |  |  |  |  | 1, 1, 2, 2 | yes
195 | цкб п99199-200 dn 200 pd 1,0 mpа td 60 0c морская вода/ medium is sea water dn 200 мм рр 1,0 mпа тр 60 0c | 40pcc13aa101 | body and disk material is carbon steel or equivalent with a solid rubberizing resistant to seawater. mating flanges – carbon steel корпус и диск из CS.ст или аналога с твердым гуммированием, стойким к морской воде. ответные фланцы - из - CS ст. | , 4/app. , 4/прил. | place of installation is in attended rooms outside containment. type of structure is two-eccentric with flange. the structure is repairable. outer coating is powder-based epoxi of 250mcm thick not less. material of valve fasteners is stainless steel class а4 or equivalent, toleraable to effects of seawater. return flange and fasteners shall enters supply scope. hydraulic resistance factor 1,0 not above. hydrotest pressure 1,5 рн. tightness - class а as per gost9544. l= not above 300mm(with return flanges). type of edge cut -1-24-1(с-24-1), connected pipedn х s-219x7 mm; service life 30 yrs not less. characteristics of seawater: - overall solt content 3,6 %; - chlorides 19500 mg/l; - рн 7,7...8,0. место установки - в обслуживаемых помещениях вне герметичной оболочки реактора. конструкция двухэксцентриковая, фланцевая, ремонтопригодная. наружное покрытие эпоксидное порошковое толщиной не менее 250мкм. крепежные изделия арматуры из н/ж стали а4 или аналога, стойкой к морской воде ответные фланцы и крепеж должны входить в поставку. коэффициент гидравлического сопротивления не более 1,0. давление гидроиспытаний - 1,5 рн. герметичность - класс а по гост9544. l= не более 300мм(с ответными фланцами). тип разделки-1-24-1(с-24-1), стыкуемая труба dn х s-219x7 мм; срок службы – не менее 30 лет. хар-ки морской воды: - общее солесодержание 3,6 %; - хлориды 19500 мг/л; - рн 7,7...8,0. | qnc | 1 | Butterfly valve | 53 | pcs. шт. |  | затвор дисковый цкб п99199-200 маткорп=сталь углеродистая 20 dn=200 p=1мпа рабср=вода морская tрабср=0...60 °с спосприсоед=межфланцевый спосупр=привод ручной 4 н ii ту 3741-056-34390194-2004 | 2.исуп.11889112 | tm4/iii | 1015426 | 40uqa-основная насосная станция / main pump station | 2020-10-23 00:00:00 | 53 | 0 | 0 | 0 | 9(ож1)/iii |  | 110.7.2.5 | 1659 | 2.695 | as per type по типу тu 3741-056-34390194-2004 ту 3741-056-34390194-2004; r01.kk34.0.0.sr.tt.wd001; дтт | 1 |  | , Manual, Hydraulic, BS, self-operated, Pneumatic | yes |  | Acid, Acid, Acid, Aggressive water, Aggressive water, Aggressive water, Air, Air, Alkali, Alkali, Alkali, Alkali solution, Ammonia, Ammonia solution, Blowdown water, Boric acid solution, Boric acid solution, Boric acid solution, Boric acid solution, Boric acid solution, Boric acid solution, Boric acid solution, Boric concentrate, Boric concentrate, bottoms liquid, caustic soda, Chemical, Chilled water, Chilled water, coagulant, coagulant solution, Compressed air, Condensate, Condensate, Condensate, Condensate, Condensate, Condensate, Decontamination solution, Decontamination solution, Desalted water, Desalted water, Distillate, Distillate, Ethanolamine solution, Feed water, Feed water, Gas, Gas mixture, Gas mixture, Hydrazine hydrate, Hydrazine solution, Hydrogen, LCQ-2 filter regeneration solutions, Mains water, Mains water, Nitric acid, Nitric acid solution, Nitrogen, Nitrogen, oil, Overheated water, oxygen, phosphate solution, primary coolant, primary coolant, primary coolant, primary coolant, Pulp, radioactive gas, radioactive gas, radioactive gas, radioactive gas, radioactive liquid, reagents, reagents, Sea water, slime, slurry water, Sodium hydroxide, Steam, Steam, Steam, Steam-air mixture, Steam-water mixture, Steam-water mixture, Steam-water mixture, sulphuric acid, sulphuric acid, washing solution, washing solution, washing solution, washing solution, Zinc Compound Solution, Water, Water, Water, Water, Water, Water, Water, Water, Water, Water, Water, Water, Water, Water, Water, Water, Water, Water, Water, Water, Water, Water, Water, Water, drainage |  |  |  |  | 1, 1, 2, 2 | yes
196 | цкб п99199-200 dn 200 pd 1,0 mpа td 60 0c морская вода/ medium is sea water dn 200 мм рр 1,0 mпа тр 60 0c | 40pcb14aa101 | body and disk material is carbon steel or equivalent with a solid rubberizing resistant to seawater. mating flanges – carbon steel корпус и диск из CS.ст или аналога с твердым гуммированием, стойким к морской воде. ответные фланцы - из - CS ст. | , 4/app. , 4/прил. | place of installation is in attended rooms outside containment. type of structure is two-eccentric with flange. the structure is repairable. outer coating is powder-based epoxi of 250mcm thick not less. material of valve fasteners is stainless steel class а4 or equivalent, toleraable to effects of seawater. return flange and fasteners shall enters supply scope. hydraulic resistance factor 1,0 not above. hydrotest pressure 1,5 рн. tightness - class а as per gost9544. l= not above 300mm(with return flanges). type of edge cut -1-24-1(с-24-1), connected pipedn х s-219x7 mm; service life 30 yrs not less. characteristics of seawater: - overall solt content 3,6 %; - chlorides 19500 mg/l; - рн 7,7...8,0. место установки - в обслуживаемых помещениях вне герметичной оболочки реактора. конструкция двухэксцентриковая, фланцевая, ремонтопригодная. наружное покрытие эпоксидное порошковое толщиной не менее 250мкм. крепежные изделия арматуры из н/ж стали а4 или аналога, стойкой к морской воде ответные фланцы и крепеж должны входить в поставку. коэффициент гидравлического сопротивления не более 1,0. давление гидроиспытаний - 1,5 рн. герметичность - класс а по гост9544. l= не более 300мм(с ответными фланцами). тип разделки-1-24-1(с-24-1), стыкуемая труба dn х s-219x7 мм; срок службы – не менее 30 лет. хар-ки морской воды: - общее солесодержание 3,6 %; - хлориды 19500 мг/л; - рн 7,7...8,0. | qnc | 1 | Butterfly valve | 53 | pcs. шт. |  | затвор дисковый цкб п99199-200 маткорп=сталь углеродистая 20 dn=200 p=1мпа рабср=вода морская tрабср=0...60 °с спосприсоед=межфланцевый спосупр=привод ручной 4 н ii ту 3741-056-34390194-2004 | 2.исуп.11889113 | tm4/iii | 1015426 | 40uqa-основная насосная станция / main pump station | 2020-10-23 00:00:00 | 53 | 0 | 0 | 0 | 9(ож1)/iii |  | 110.7.2.5 | 1660 | 2.695 | as per type по типу тu 3741-056-34390194-2004 ту 3741-056-34390194-2004; r01.kk34.0.0.sr.tt.wd001; дтт | 1 |  | , Manual, Hydraulic, BS, self-operated, Pneumatic | yes |  | Acid, Acid, Acid, Aggressive water, Aggressive water, Aggressive water, Air, Air, Alkali, Alkali, Alkali, Alkali solution, Ammonia, Ammonia solution, Blowdown water, Boric acid solution, Boric acid solution, Boric acid solution, Boric acid solution, Boric acid solution, Boric acid solution, Boric acid solution, Boric concentrate, Boric concentrate, bottoms liquid, caustic soda, Chemical, Chilled water, Chilled water, coagulant, coagulant solution, Compressed air, Condensate, Condensate, Condensate, Condensate, Condensate, Condensate, Decontamination solution, Decontamination solution, Desalted water, Desalted water, Distillate, Distillate, Ethanolamine solution, Feed water, Feed water, Gas, Gas mixture, Gas mixture, Hydrazine hydrate, Hydrazine solution, Hydrogen, LCQ-2 filter regeneration solutions, Mains water, Mains water, Nitric acid, Nitric acid solution, Nitrogen, Nitrogen, oil, Overheated water, oxygen, phosphate solution, primary coolant, primary coolant, primary coolant, primary coolant, Pulp, radioactive gas, radioactive gas, radioactive gas, radioactive gas, radioactive liquid, reagents, reagents, Sea water, slime, slurry water, Sodium hydroxide, Steam, Steam, Steam, Steam-air mixture, Steam-water mixture, Steam-water mixture, Steam-water mixture, sulphuric acid, sulphuric acid, washing solution, washing solution, washing solution, washing solution, Zinc Compound Solution, Water, Water, Water, Water, Water, Water, Water, Water, Water, Water, Water, Water, Water, Water, Water, Water, Water, Water, Water, Water, Water, Water, Water, Water, drainage |  |  |  |  | 1, 1, 2, 2 | yes
197 | цкб п99199-200 dn 200 pd 1,0 mpа td 60 0c морская вода/ medium is sea water dn 200 мм рр 1,0 mпа тр 60 0c | 40pdb21aa101 | body and disk material is carbon steel or equivalent with a solid rubberizing resistant to seawater. mating flanges – carbon steel корпус и диск из CS.ст или аналога с твердым гуммированием, стойким к морской воде. ответные фланцы - из - CS ст. | , 4/app. , 4/прил. | place of installation is in attended rooms outside containment. type of structure is two-eccentric with flange. the structure is repairable. outer coating is powder-based epoxi of 250mcm thick not less. material of valve fasteners is stainless steel class а4 or equivalent, toleraable to effects of seawater. return flange and fasteners shall enters supply scope. hydraulic resistance factor 1,0 not above. hydrotest pressure 1,5 рн. tightness - class а as per gost9544. l= not above 300mm(with return flanges). type of edge cut -1-24-1(с-24-1), connected pipedn х s-219x7 mm; service life 30 yrs not less. characteristics of seawater: - overall solt content 3,6 %; - chlorides 19500 mg/l; - рн 7,7...8,0. место установки - в обслуживаемых помещениях вне герметичной оболочки реактора. конструкция двухэксцентриковая, фланцевая, ремонтопригодная. наружное покрытие эпоксидное порошковое толщиной не менее 250мкм. крепежные изделия арматуры из н/ж стали а4 или аналога, стойкой к морской воде ответные фланцы и крепеж должны входить в поставку. коэффициент гидравлического сопротивления не более 1,0. давление гидроиспытаний - 1,5 рн. герметичность - класс а по гост9544. l= не более 300мм(с ответными фланцами). тип разделки-1-24-1(с-24-1), стыкуемая труба dn х s-219x7 мм; срок службы – не менее 30 лет. хар-ки морской воды: - общее солесодержание 3,6 %; - хлориды 19500 мг/л; - рн 7,7...8,0. | qnc | 1 | Butterfly valve | 53 | pcs. шт. |  | затвор дисковый цкб п99199-200 маткорп=сталь углеродистая 20 dn=200 p=1мпа рабср=вода морская tрабср=0...60 °с спосприсоед=межфланцевый спосупр=привод ручной 4 н ii ту 3741-056-34390194-2004 | 2.исуп.11889114 | tm4/iii | 1015426 | 40uqa-основная насосная станция / main pump station | 2020-10-23 00:00:00 | 53 | 0 | 0 | 0 | 9(ож1)/iii |  | 110.7.2.5 | 1661 | 2.695 | as per type по типу тu 3741-056-34390194-2004 ту 3741-056-34390194-2004; r01.kk34.0.0.sr.tt.wd001; дтт | 1 |  | , Manual, Hydraulic, BS, self-operated, Pneumatic | yes |  | Acid, Acid, Acid, Aggressive water, Aggressive water, Aggressive water, Air, Air, Alkali, Alkali, Alkali, Alkali solution, Ammonia, Ammonia solution, Blowdown water, Boric acid solution, Boric acid solution, Boric acid solution, Boric acid solution, Boric acid solution, Boric acid solution, Boric acid solution, Boric concentrate, Boric concentrate, bottoms liquid, caustic soda, Chemical, Chilled water, Chilled water, coagulant, coagulant solution, Compressed air, Condensate, Condensate, Condensate, Condensate, Condensate, Condensate, Decontamination solution, Decontamination solution, Desalted water, Desalted water, Distillate, Distillate, Ethanolamine solution, Feed water, Feed water, Gas, Gas mixture, Gas mixture, Hydrazine hydrate, Hydrazine solution, Hydrogen, LCQ-2 filter regeneration solutions, Mains water, Mains water, Nitric acid, Nitric acid solution, Nitrogen, Nitrogen, oil, Overheated water, oxygen, phosphate solution, primary coolant, primary coolant, primary coolant, primary coolant, Pulp, radioactive gas, radioactive gas, radioactive gas, radioactive gas, radioactive liquid, reagents, reagents, Sea water, slime, slurry water, Sodium hydroxide, Steam, Steam, Steam, Steam-air mixture, Steam-water mixture, Steam-water mixture, Steam-water mixture, sulphuric acid, sulphuric acid, washing solution, washing solution, washing solution, washing solution, Zinc Compound Solution, Water, Water, Water, Water, Water, Water, Water, Water, Water, Water, Water, Water, Water, Water, Water, Water, Water, Water, Water, Water, Water, Water, Water, Water, drainage |  |  |  |  | 1, 1, 2, 2 | yes
198 | цкб п99199-200 dn 200 pd 1,0 mpа td 60 0c морская вода/ medium is sea water dn 200 мм рр 1,0 mпа тр 60 0c | 40pdb22aa101 | body and disk material is carbon steel or equivalent with a solid rubberizing resistant to seawater. mating flanges – carbon steel корпус и диск из CS.ст или аналога с твердым гуммированием, стойким к морской воде. ответные фланцы - из - CS ст. | , 4/app. , 4/прил. | place of installation is in attended rooms outside containment. type of structure is two-eccentric with flange. the structure is repairable. outer coating is powder-based epoxi of 250mcm thick not less. material of valve fasteners is stainless steel class а4 or equivalent, toleraable to effects of seawater. return flange and fasteners shall enters supply scope. hydraulic resistance factor 1,0 not above. hydrotest pressure 1,5 рн. tightness - class а as per gost9544. l= not above 300mm(with return flanges). type of edge cut -1-24-1(с-24-1), connected pipedn х s-219x7 mm; service life 30 yrs not less. characteristics of seawater: - overall solt content 3,6 %; - chlorides 19500 mg/l; - рн 7,7...8,0. место установки - в обслуживаемых помещениях вне герметичной оболочки реактора. конструкция двухэксцентриковая, фланцевая, ремонтопригодная. наружное покрытие эпоксидное порошковое толщиной не менее 250мкм. крепежные изделия арматуры из н/ж стали а4 или аналога, стойкой к морской воде ответные фланцы и крепеж должны входить в поставку. коэффициент гидравлического сопротивления не более 1,0. давление гидроиспытаний - 1,5 рн. герметичность - класс а по гост9544. l= не более 300мм(с ответными фланцами). тип разделки-1-24-1(с-24-1), стыкуемая труба dn х s-219x7 мм; срок службы – не менее 30 лет. хар-ки морской воды: - общее солесодержание 3,6 %; - хлориды 19500 мг/л; - рн 7,7...8,0. | qnc | 1 | Butterfly valve | 53 | pcs. шт. |  | затвор дисковый цкб п99199-200 маткорп=сталь углеродистая 20 dn=200 p=1мпа рабср=вода морская tрабср=0...60 °с спосприсоед=межфланцевый спосупр=привод ручной 4 н ii ту 3741-056-34390194-2004 | 2.исуп.11889115 | tm4/iii | 1015426 | 40uqa-основная насосная станция / main pump station | 2020-10-23 00:00:00 | 53 | 0 | 0 | 0 | 9(ож1)/iii |  | 110.7.2.5 | 1662 | 2.695 | as per type по типу тu 3741-056-34390194-2004 ту 3741-056-34390194-2004; r01.kk34.0.0.sr.tt.wd001; дтт | 1 |  | , Manual, Hydraulic, BS, self-operated, Pneumatic | yes |  | Acid, Acid, Acid, Aggressive water, Aggressive water, Aggressive water, Air, Air, Alkali, Alkali, Alkali, Alkali solution, Ammonia, Ammonia solution, Blowdown water, Boric acid solution, Boric acid solution, Boric acid solution, Boric acid solution, Boric acid solution, Boric acid solution, Boric acid solution, Boric concentrate, Boric concentrate, bottoms liquid, caustic soda, Chemical, Chilled water, Chilled water, coagulant, coagulant solution, Compressed air, Condensate, Condensate, Condensate, Condensate, Condensate, Condensate, Decontamination solution, Decontamination solution, Desalted water, Desalted water, Distillate, Distillate, Ethanolamine solution, Feed water, Feed water, Gas, Gas mixture, Gas mixture, Hydrazine hydrate, Hydrazine solution, Hydrogen, LCQ-2 filter regeneration solutions, Mains water, Mains water, Nitric acid, Nitric acid solution, Nitrogen, Nitrogen, oil, Overheated water, oxygen, phosphate solution, primary coolant, primary coolant, primary coolant, primary coolant, Pulp, radioactive gas, radioactive gas, radioactive gas, radioactive gas, radioactive liquid, reagents, reagents, Sea water, slime, slurry water, Sodium hydroxide, Steam, Steam, Steam, Steam-air mixture, Steam-water mixture, Steam-water mixture, Steam-water mixture, sulphuric acid, sulphuric acid, washing solution, washing solution, washing solution, washing solution, Zinc Compound Solution, Water, Water, Water, Water, Water, Water, Water, Water, Water, Water, Water, Water, Water, Water, Water, Water, Water, Water, Water, Water, Water, Water, Water, Water, drainage |  |  |  |  | 1, 1, 2, 2 | yes
199 | цкб п99199-200 dn 200 pd 1,0 mpа td 60 0c морская вода/ medium is sea water dn 200 мм рр 1,0 mпа тр 60 0c | 40pdb23aa101 | body and disk material is carbon steel or equivalent with a solid rubberizing resistant to seawater. mating flanges – carbon steel корпус и диск из CS.ст или аналога с твердым гуммированием, стойким к морской воде. ответные фланцы - из - CS ст. | , 4/app. , 4/прил. | place of installation is in attended rooms outside containment. type of structure is two-eccentric with flange. the structure is repairable. outer coating is powder-based epoxi of 250mcm thick not less. material of valve fasteners is stainless steel class а4 or equivalent, toleraable to effects of seawater. return flange and fasteners shall enters supply scope. hydraulic resistance factor 1,0 not above. hydrotest pressure 1,5 рн. tightness - class а as per gost9544. l= not above 300mm(with return flanges). type of edge cut -1-24-1(с-24-1), connected pipedn х s-219x7 mm; service life 30 yrs not less. characteristics of seawater: - overall solt content 3,6 %; - chlorides 19500 mg/l; - рн 7,7...8,0. место установки - в обслуживаемых помещениях вне герметичной оболочки реактора. конструкция двухэксцентриковая, фланцевая, ремонтопригодная. наружное покрытие эпоксидное порошковое толщиной не менее 250мкм. крепежные изделия арматуры из н/ж стали а4 или аналога, стойкой к морской воде ответные фланцы и крепеж должны входить в поставку. коэффициент гидравлического сопротивления не более 1,0. давление гидроиспытаний - 1,5 рн. герметичность - класс а по гост9544. l= не более 300мм(с ответными фланцами). тип разделки-1-24-1(с-24-1), стыкуемая труба dn х s-219x7 мм; срок службы – не менее 30 лет. хар-ки морской воды: - общее солесодержание 3,6 %; - хлориды 19500 мг/л; - рн 7,7...8,0. | qnc | 1 | Butterfly valve | 53 | pcs. шт. |  | затвор дисковый цкб п99199-200 маткорп=сталь углеродистая 20 dn=200 p=1мпа рабср=вода морская tрабср=0...60 °с спосприсоед=межфланцевый спосупр=привод ручной 4 н ii ту 3741-056-34390194-2004 | 2.исуп.11889116 | tm4/iii | 1015426 | 40uqa-основная насосная станция / main pump station | 2020-10-23 00:00:00 | 53 | 0 | 0 | 0 | 9(ож1)/iii |  | 110.7.2.5 | 1663 | 2.695 | as per type по типу тu 3741-056-34390194-2004 ту 3741-056-34390194-2004; r01.kk34.0.0.sr.tt.wd001; дтт | 1 |  | , Manual, Hydraulic, BS, self-operated, Pneumatic | yes |  | Acid, Acid, Acid, Aggressive water, Aggressive water, Aggressive water, Air, Air, Alkali, Alkali, Alkali, Alkali solution, Ammonia, Ammonia solution, Blowdown water, Boric acid solution, Boric acid solution, Boric acid solution, Boric acid solution, Boric acid solution, Boric acid solution, Boric acid solution, Boric concentrate, Boric concentrate, bottoms liquid, caustic soda, Chemical, Chilled water, Chilled water, coagulant, coagulant solution, Compressed air, Condensate, Condensate, Condensate, Condensate, Condensate, Condensate, Decontamination solution, Decontamination solution, Desalted water, Desalted water, Distillate, Distillate, Ethanolamine solution, Feed water, Feed water, Gas, Gas mixture, Gas mixture, Hydrazine hydrate, Hydrazine solution, Hydrogen, LCQ-2 filter regeneration solutions, Mains water, Mains water, Nitric acid, Nitric acid solution, Nitrogen, Nitrogen, oil, Overheated water, oxygen, phosphate solution, primary coolant, primary coolant, primary coolant, primary coolant, Pulp, radioactive gas, radioactive gas, radioactive gas, radioactive gas, radioactive liquid, reagents, reagents, Sea water, slime, slurry water, Sodium hydroxide, Steam, Steam, Steam, Steam-air mixture, Steam-water mixture, Steam-water mixture, Steam-water mixture, sulphuric acid, sulphuric acid, washing solution, washing solution, washing solution, washing solution, Zinc Compound Solution, Water, Water, Water, Water, Water, Water, Water, Water, Water, Water, Water, Water, Water, Water, Water, Water, Water, Water, Water, Water, Water, Water, Water, Water, drainage |  |  |  |  | 1, 1, 2, 2 | yes
200 | цкб п99199-200 dn 200 pd 1,0 mpа td 60 0c морская вода/ medium is sea water dn 200 мм рр 1,0 mпа тр 60 0c | 40pdb31aa101 | body and disk material is carbon steel or equivalent with a solid rubberizing resistant to seawater. mating flanges – carbon steel корпус и диск из CS.ст или аналога с твердым гуммированием, стойким к морской воде. ответные фланцы - из - CS ст. | , 4/app. , 4/прил. | place of installation is in attended rooms outside containment. type of structure is two-eccentric with flange. the structure is repairable. outer coating is powder-based epoxi of 250mcm thick not less. material of valve fasteners is stainless steel class а4 or equivalent, toleraable to effects of seawater. return flange and fasteners shall enters supply scope. hydraulic resistance factor 1,0 not above. hydrotest pressure 1,5 рн. tightness - class а as per gost9544. l= not above 300mm(with return flanges). type of edge cut -1-24-1(с-24-1), connected pipedn х s-219x7 mm; service life 30 yrs not less. characteristics of seawater: - overall solt content 3,6 %; - chlorides 19500 mg/l; - рн 7,7...8,0. место установки - в обслуживаемых помещениях вне герметичной оболочки реактора. конструкция двухэксцентриковая, фланцевая, ремонтопригодная. наружное покрытие эпоксидное порошковое толщиной не менее 250мкм. крепежные изделия арматуры из н/ж стали а4 или аналога, стойкой к морской воде ответные фланцы и крепеж должны входить в поставку. коэффициент гидравлического сопротивления не более 1,0. давление гидроиспытаний - 1,5 рн. герметичность - класс а по гост9544. l= не более 300мм(с ответными фланцами). тип разделки-1-24-1(с-24-1), стыкуемая труба dn х s-219x7 мм; срок службы – не менее 30 лет. хар-ки морской воды: - общее солесодержание 3,6 %; - хлориды 19500 мг/л; - рн 7,7...8,0. | qnc | 1 | Butterfly valve | 53 | pcs. шт. |  | затвор дисковый цкб п99199-200 маткорп=сталь углеродистая 20 dn=200 p=1мпа рабср=вода морская tрабср=0...60 °с спосприсоед=межфланцевый спосупр=привод ручной 4 н ii ту 3741-056-34390194-2004 | 2.исуп.11889117 | tm4/iii | 1015426 | 40uqa-основная насосная станция / main pump station | 2020-10-23 00:00:00 | 53 | 0 | 0 | 0 | 9(ож1)/iii |  | 110.7.2.5 | 1664 | 2.695 | as per type по типу тu 3741-056-34390194-2004 ту 3741-056-34390194-2004; r01.kk34.0.0.sr.tt.wd001; дтт | 1 |  | , Manual, Hydraulic, BS, self-operated, Pneumatic | yes |  | Acid, Acid, Acid, Aggressive water, Aggressive water, Aggressive water, Air, Air, Alkali, Alkali, Alkali, Alkali solution, Ammonia, Ammonia solution, Blowdown water, Boric acid solution, Boric acid solution, Boric acid solution, Boric acid solution, Boric acid solution, Boric acid solution, Boric acid solution, Boric concentrate, Boric concentrate, bottoms liquid, caustic soda, Chemical, Chilled water, Chilled water, coagulant, coagulant solution, Compressed air, Condensate, Condensate, Condensate, Condensate, Condensate, Condensate, Decontamination solution, Decontamination solution, Desalted water, Desalted water, Distillate, Distillate, Ethanolamine solution, Feed water, Feed water, Gas, Gas mixture, Gas mixture, Hydrazine hydrate, Hydrazine solution, Hydrogen, LCQ-2 filter regeneration solutions, Mains water, Mains water, Nitric acid, Nitric acid solution, Nitrogen, Nitrogen, oil, Overheated water, oxygen, phosphate solution, primary coolant, primary coolant, primary coolant, primary coolant, Pulp, radioactive gas, radioactive gas, radioactive gas, radioactive gas, radioactive liquid, reagents, reagents, Sea water, slime, slurry water, Sodium hydroxide, Steam, Steam, Steam, Steam-air mixture, Steam-water mixture, Steam-water mixture, Steam-water mixture, sulphuric acid, sulphuric acid, washing solution, washing solution, washing solution, washing solution, Zinc Compound Solution, Water, Water, Water, Water, Water, Water, Water, Water, Water, Water, Water, Water, Water, Water, Water, Water, Water, Water, Water, Water, Water, Water, Water, Water, drainage |  |  |  |  | 1, 1, 2, 2 | yes
201 | цкб п99199-200 dn 200 pd 1,0 mpа td 60 0c морская вода/ medium is sea water dn 200 мм рр 1,0 mпа тр 60 0c | 40pdb32aa101 | body and disk material is carbon steel or equivalent with a solid rubberizing resistant to seawater. mating flanges – carbon steel корпус и диск из CS.ст или аналога с твердым гуммированием, стойким к морской воде. ответные фланцы - из - CS ст. | , 4/app. , 4/прил. | place of installation is in attended rooms outside containment. type of structure is two-eccentric with flange. the structure is repairable. outer coating is powder-based epoxi of 250mcm thick not less. material of valve fasteners is stainless steel class а4 or equivalent, toleraable to effects of seawater. return flange and fasteners shall enters supply scope. hydraulic resistance factor 1,0 not above. hydrotest pressure 1,5 рн. tightness - class а as per gost9544. l= not above 300mm(with return flanges). type of edge cut -1-24-1(с-24-1), connected pipedn х s-219x7 mm; service life 30 yrs not less. characteristics of seawater: - overall solt content 3,6 %; - chlorides 19500 mg/l; - рн 7,7...8,0. место установки - в обслуживаемых помещениях вне герметичной оболочки реактора. конструкция двухэксцентриковая, фланцевая, ремонтопригодная. наружное покрытие эпоксидное порошковое толщиной не менее 250мкм. крепежные изделия арматуры из н/ж стали а4 или аналога, стойкой к морской воде ответные фланцы и крепеж должны входить в поставку. коэффициент гидравлического сопротивления не более 1,0. давление гидроиспытаний - 1,5 рн. герметичность - класс а по гост9544. l= не более 300мм(с ответными фланцами). тип разделки-1-24-1(с-24-1), стыкуемая труба dn х s-219x7 мм; срок службы – не менее 30 лет. хар-ки морской воды: - общее солесодержание 3,6 %; - хлориды 19500 мг/л; - рн 7,7...8,0. | qnc | 1 | Butterfly valve | 53 | pcs. шт. |  | затвор дисковый цкб п99199-200 маткорп=сталь углеродистая 20 dn=200 p=1мпа рабср=вода морская tрабср=0...60 °с спосприсоед=межфланцевый спосупр=привод ручной 4 н ii ту 3741-056-34390194-2004 | 2.исуп.11889118 | tm4/iii | 1015426 | 40uqa-основная насосная станция / main pump station | 2020-10-23 00:00:00 | 53 | 0 | 0 | 0 | 9(ож1)/iii |  | 110.7.2.5 | 1665 | 2.695 | as per type по типу тu 3741-056-34390194-2004 ту 3741-056-34390194-2004; r01.kk34.0.0.sr.tt.wd001; дтт | 1 |  | , Manual, Hydraulic, BS, self-operated, Pneumatic | yes |  | Acid, Acid, Acid, Aggressive water, Aggressive water, Aggressive water, Air, Air, Alkali, Alkali, Alkali, Alkali solution, Ammonia, Ammonia solution, Blowdown water, Boric acid solution, Boric acid solution, Boric acid solution, Boric acid solution, Boric acid solution, Boric acid solution, Boric acid solution, Boric concentrate, Boric concentrate, bottoms liquid, caustic soda, Chemical, Chilled water, Chilled water, coagulant, coagulant solution, Compressed air, Condensate, Condensate, Condensate, Condensate, Condensate, Condensate, Decontamination solution, Decontamination solution, Desalted water, Desalted water, Distillate, Distillate, Ethanolamine solution, Feed water, Feed water, Gas, Gas mixture, Gas mixture, Hydrazine hydrate, Hydrazine solution, Hydrogen, LCQ-2 filter regeneration solutions, Mains water, Mains water, Nitric acid, Nitric acid solution, Nitrogen, Nitrogen, oil, Overheated water, oxygen, phosphate solution, primary coolant, primary coolant, primary coolant, primary coolant, Pulp, radioactive gas, radioactive gas, radioactive gas, radioactive gas, radioactive liquid, reagents, reagents, Sea water, slime, slurry water, Sodium hydroxide, Steam, Steam, Steam, Steam-air mixture, Steam-water mixture, Steam-water mixture, Steam-water mixture, sulphuric acid, sulphuric acid, washing solution, washing solution, washing solution, washing solution, Zinc Compound Solution, Water, Water, Water, Water, Water, Water, Water, Water, Water, Water, Water, Water, Water, Water, Water, Water, Water, Water, Water, Water, Water, Water, Water, Water, drainage |  |  |  |  | 1, 1, 2, 2 | yes
202 | цкб п99199-200 dn 200 pd 1,0 mpа td 60 0c морская вода/ medium is sea water dn 200 мм рр 1,0 mпа тр 60 0c | 40pdb33aa101 | body and disk material is carbon steel or equivalent with a solid rubberizing resistant to seawater. mating flanges – carbon steel корпус и диск из CS.ст или аналога с твердым гуммированием, стойким к морской воде. ответные фланцы - из - CS ст. | , 4/app. , 4/прил. | place of installation is in attended rooms outside containment. type of structure is two-eccentric with flange. the structure is repairable. outer coating is powder-based epoxi of 250mcm thick not less. material of valve fasteners is stainless steel class а4 or equivalent, toleraable to effects of seawater. return flange and fasteners shall enters supply scope. hydraulic resistance factor 1,0 not above. hydrotest pressure 1,5 рн. tightness - class а as per gost9544. l= not above 300mm(with return flanges). type of edge cut -1-24-1(с-24-1), connected pipedn х s-219x7 mm; service life 30 yrs not less. characteristics of seawater: - overall solt content 3,6 %; - chlorides 19500 mg/l; - рн 7,7...8,0. место установки - в обслуживаемых помещениях вне герметичной оболочки реактора. конструкция двухэксцентриковая, фланцевая, ремонтопригодная. наружное покрытие эпоксидное порошковое толщиной не менее 250мкм. крепежные изделия арматуры из н/ж стали а4 или аналога, стойкой к морской воде ответные фланцы и крепеж должны входить в поставку. коэффициент гидравлического сопротивления не более 1,0. давление гидроиспытаний - 1,5 рн. герметичность - класс а по гост9544. l= не более 300мм(с ответными фланцами). тип разделки-1-24-1(с-24-1), стыкуемая труба dn х s-219x7 мм; срок службы – не менее 30 лет. хар-ки морской воды: - общее солесодержание 3,6 %; - хлориды 19500 мг/л; - рн 7,7...8,0. | qnc | 1 | Butterfly valve | 53 | pcs. шт. |  | затвор дисковый цкб п99199-200 маткорп=сталь углеродистая 20 dn=200 p=1мпа рабср=вода морская tрабср=0...60 °с спосприсоед=межфланцевый спосупр=привод ручной 4 н ii ту 3741-056-34390194-2004 | 2.исуп.11889119 | tm4/iii | 1015426 | 40uqa-основная насосная станция / main pump station | 2020-10-23 00:00:00 | 53 | 0 | 0 | 0 | 9(ож1)/iii |  | 110.7.2.5 | 1666 | 2.695 | as per type по типу тu 3741-056-34390194-2004 ту 3741-056-34390194-2004; r01.kk34.0.0.sr.tt.wd001; дтт | 1 |  | , Manual, Hydraulic, BS, self-operated, Pneumatic | yes |  | Acid, Acid, Acid, Aggressive water, Aggressive water, Aggressive water, Air, Air, Alkali, Alkali, Alkali, Alkali solution, Ammonia, Ammonia solution, Blowdown water, Boric acid solution, Boric acid solution, Boric acid solution, Boric acid solution, Boric acid solution, Boric acid solution, Boric acid solution, Boric concentrate, Boric concentrate, bottoms liquid, caustic soda, Chemical, Chilled water, Chilled water, coagulant, coagulant solution, Compressed air, Condensate, Condensate, Condensate, Condensate, Condensate, Condensate, Decontamination solution, Decontamination solution, Desalted water, Desalted water, Distillate, Distillate, Ethanolamine solution, Feed water, Feed water, Gas, Gas mixture, Gas mixture, Hydrazine hydrate, Hydrazine solution, Hydrogen, LCQ-2 filter regeneration solutions, Mains water, Mains water, Nitric acid, Nitric acid solution, Nitrogen, Nitrogen, oil, Overheated water, oxygen, phosphate solution, primary coolant, primary coolant, primary coolant, primary coolant, Pulp, radioactive gas, radioactive gas, radioactive gas, radioactive gas, radioactive liquid, reagents, reagents, Sea water, slime, slurry water, Sodium hydroxide, Steam, Steam, Steam, Steam-air mixture, Steam-water mixture, Steam-water mixture, Steam-water mixture, sulphuric acid, sulphuric acid, washing solution, washing solution, washing solution, washing solution, Zinc Compound Solution, Water, Water, Water, Water, Water, Water, Water, Water, Water, Water, Water, Water, Water, Water, Water, Water, Water, Water, Water, Water, Water, Water, Water, Water, drainage |  |  |  |  | 1, 1, 2, 2 | yes
203 | цкб п99199-200 dn 200 pd 1,0 mpа td 60 0c морская вода/ medium is sea water dn 200 мм рр 1,0 mпа тр 60 0c | 40pdb60aa101 | body and disk material is carbon steel or equivalent with a solid rubberizing resistant to seawater. mating flanges – carbon steel корпус и диск из CS.ст или аналога с твердым гуммированием, стойким к морской воде. ответные фланцы - из - CS ст. | , 4/app. , 4/прил. | place of installation is in attended rooms outside containment. type of structure is two-eccentric with flange. the structure is repairable. outer coating is powder-based epoxi of 250mcm thick not less. material of valve fasteners is stainless steel class а4 or equivalent, toleraable to effects of seawater. return flange and fasteners shall enters supply scope. hydraulic resistance factor 1,0 not above. hydrotest pressure 1,5 рн. tightness - class а as per gost9544. l= not above 300mm(with return flanges). type of edge cut -1-24-1(с-24-1), connected pipedn х s-219x7 mm; service life 30 yrs not less. characteristics of seawater: - overall solt content 3,6 %; - chlorides 19500 mg/l; - рн 7,7...8,0. место установки - в обслуживаемых помещениях вне герметичной оболочки реактора. конструкция двухэксцентриковая, фланцевая, ремонтопригодная. наружное покрытие эпоксидное порошковое толщиной не менее 250мкм. крепежные изделия арматуры из н/ж стали а4 или аналога, стойкой к морской воде ответные фланцы и крепеж должны входить в поставку. коэффициент гидравлического сопротивления не более 1,0. давление гидроиспытаний - 1,5 рн. герметичность - класс а по гост9544. l= не более 300мм(с ответными фланцами). тип разделки-1-24-1(с-24-1), стыкуемая труба dn х s-219x7 мм; срок службы – не менее 30 лет. хар-ки морской воды: - общее солесодержание 3,6 %; - хлориды 19500 мг/л; - рн 7,7...8,0. | qnc | 1 | Butterfly valve | 53 | pcs. шт. |  | затвор дисковый цкб п99199-200 маткорп=сталь углеродистая 20 dn=200 p=1мпа рабср=вода морская tрабср=0...60 °с спосприсоед=межфланцевый спосупр=привод ручной 4 н ii ту 3741-056-34390194-2004 | 2.исуп.11889120 | tm4/iii | 1015426 | 40uqa-основная насосная станция / main pump station | 2020-10-23 00:00:00 | 53 | 0 | 0 | 0 | 9(ож1)/iii |  | 110.7.2.5 | 1667 | 2.695 | as per type по типу тu 3741-056-34390194-2004 ту 3741-056-34390194-2004; r01.kk34.0.0.sr.tt.wd001; дтт | 1 |  | , Manual, Hydraulic, BS, self-operated, Pneumatic | yes |  | Acid, Acid, Acid, Aggressive water, Aggressive water, Aggressive water, Air, Air, Alkali, Alkali, Alkali, Alkali solution, Ammonia, Ammonia solution, Blowdown water, Boric acid solution, Boric acid solution, Boric acid solution, Boric acid solution, Boric acid solution, Boric acid solution, Boric acid solution, Boric concentrate, Boric concentrate, bottoms liquid, caustic soda, Chemical, Chilled water, Chilled water, coagulant, coagulant solution, Compressed air, Condensate, Condensate, Condensate, Condensate, Condensate, Condensate, Decontamination solution, Decontamination solution, Desalted water, Desalted water, Distillate, Distillate, Ethanolamine solution, Feed water, Feed water, Gas, Gas mixture, Gas mixture, Hydrazine hydrate, Hydrazine solution, Hydrogen, LCQ-2 filter regeneration solutions, Mains water, Mains water, Nitric acid, Nitric acid solution, Nitrogen, Nitrogen, oil, Overheated water, oxygen, phosphate solution, primary coolant, primary coolant, primary coolant, primary coolant, Pulp, radioactive gas, radioactive gas, radioactive gas, radioactive gas, radioactive liquid, reagents, reagents, Sea water, slime, slurry water, Sodium hydroxide, Steam, Steam, Steam, Steam-air mixture, Steam-water mixture, Steam-water mixture, Steam-water mixture, sulphuric acid, sulphuric acid, washing solution, washing solution, washing solution, washing solution, Zinc Compound Solution, Water, Water, Water, Water, Water, Water, Water, Water, Water, Water, Water, Water, Water, Water, Water, Water, Water, Water, Water, Water, Water, Water, Water, Water, drainage |  |  |  |  | 1, 1, 2, 2 | yes
204 | цкб к99197-400 dn 400 pd 0,6 mpа td 60 0c морская вода/sea water dn 400 мм pр 0,6 mпа тр 60 0c | 40pcb60aa201 | body and disk material is carbon steel or equivalent with a solid rubberizing resistant to seawater. mating flanges – carbon steel корпус и диск из CS.ст или аналога с твердым гуммированием, стойким к морской воде. ответные фланцы - из - CS ст. | , 4/app. , 4/прил. | place of installation is in attended rooms outside containment. type of structure is two-eccentric with flange. the structure is repairable. outer coating is powder-based epoxi of 250mcm thick not less. material of valve fasteners is stainless steel class а4 or equivalent, toleraable to effects of seawater. return flange and fasteners shall enters supply scope. flow capacity 6300+-945 m3/h. hydrotest pressure 1,5 рн. l= not above 350mm(with return flanges). type of edge cut -1-24-1(с-24-1), connected pipedn х s-426x12 mm; service life 30 yrs not less. electric actuator shall meet np-068-05 i.5.1, 5.3; electric actuators shall tolerate frequency deviation within range from 49,0 to 50,5 hz – continuously; within range (47,5 – 49,0) hz and (50,5-52,5) hz – up to 5 min once, however not above 750 min for entire service life; within range (46,0 – 47,5) hz – up to 30 s once, however not above 300 min for entire service life; electrically driven seals shall be equipped with limit and moment switches: u - from 24 to 48 v; i - from 1 to 400 mа; emc as per gost 32137-2013 - iii «а»; voltage 220 v deviation from +10 to -15%; 380/220 v deviation from +10 to -15%; time of opening 150 s not above. protection class ip67 characteristics of seawater: - overall solt content 3,6 %; - chlorides 19500 mg/l; - рн 7,7...8,0. место установки - в обслуживаемых помещениях вне герметичной оболочки реактора. конструкция двухэксцентриковая, фланцевая, ремонтопригодная. наружное покрытие эпоксидное порошковое толщиной не менее 250мкм. крепежные изделия арматуры из н/ж стали а4 или аналога, стойкой к морской воде ответные фланцы и крепеж должны входить в поставку. условная пропускная способность 6300+-945 м3/ч. давление гидроиспытаний - 1,5 рн. герметичность - класс а по гост9544. l= не более 350мм(с ответными фланцами). тип разделки-1-24-1(с-24-1), стыкуемая труба dn х s-426x12 мм; срок службы – не менее 30 лет. э/п должен соответствовать нп-068-05 п.5.1, 5.3; э/п должны допускать работу при отклонении частоты: - в диапазоне от 49,0 до 50,5 гц – длительно; - в диапазонах (47,5 – 49,0) гц и (50,5-52,5) гц – до 5 мин однократно, но не более750 мин в течение срока эксплуатации; - в диапазоне (46,0 – 47,5) гц – до 30 сек однократно, но не более 300 мин в течение срока эксплуатации; - в диапазоне (46,0 – 47,5) гц – до 30 сек однократно, но не более 300 мин в течение срока эксплуатации; затворы с электроприводом должны иметь концевые контакты для сигнализации крайнего и промежуточного положений запорного органа, а также моментные выключатели. концевые и моментные выключатели э/п: u - от 24 до 48 в; i - от 1 до 400 ма; эмс по гост 32137-2013 - iii «а»; напряжение питания э/п: 220 в отклонение от +10 до -15%; 380/220 в отклонение от +10 до -15%; t открытия не более 150 с. электроприводы и редукторы должны иметь степень защиты не ниже ip67. хар-ки морской воды: - общее солесодержание 3,6 %; - хлориды 19500 мг/л; - рн 7,7...8,0. | qnc | 1 | Butterfly control valve | 290 | pcs. шт. |  | затвор дисковый цкб к99197-400 маткорп=сталь углеродистая dn=400 p=0.6мпа рабср=вода морская tрабср=до 60°с спосприсоед=межфланцевый с ответными фланцами спосупр=встроенный электропривод прив=мэоф-630/15-0.25у-01ка pприв=0.12квт 4 н ii ту 3742-044-34390194-2004 | 2.исуп.11889150 | tm4/iii | 1015657 | 40uqa-основная насосная станция / main pump station | 2020-10-23 00:00:00 | 290 | 0 | 0 | 0 | 9(ож1)/iii |  | 110.7.3 | 1668 | 2.697 | as per type по типу тu 3742-044-34390194-2004 ту 3742-044-34390194-2004; r01.kk34.0.0.sr.tt.wd001; дтт | 1 |  | , Manual, Hydraulic, BS, self-operated, Pneumatic | yes |  | Acid, Acid, Acid, Aggressive water, Aggressive water, Aggressive water, Air, Air, Alkali, Alkali, Alkali, Alkali solution, Ammonia, Ammonia solution, Blowdown water, Boric acid solution, Boric acid solution, Boric acid solution, Boric acid solution, Boric acid solution, Boric acid solution, Boric acid solution, Boric concentrate, Boric concentrate, bottoms liquid, caustic soda, Chemical, Chilled water, Chilled water, coagulant, coagulant solution, Compressed air, Condensate, Condensate, Condensate, Condensate, Condensate, Condensate, Decontamination solution, Decontamination solution, Desalted water, Desalted water, Distillate, Distillate, Ethanolamine solution, Feed water, Feed water, Gas, Gas mixture, Gas mixture, Hydrazine hydrate, Hydrazine solution, Hydrogen, LCQ-2 filter regeneration solutions, Mains water, Mains water, Nitric acid, Nitric acid solution, Nitrogen, Nitrogen, oil, Overheated water, oxygen, phosphate solution, primary coolant, primary coolant, primary coolant, primary coolant, Pulp, radioactive gas, radioactive gas, radioactive gas, radioactive gas, radioactive liquid, reagents, reagents, Sea water, slime, slurry water, Sodium hydroxide, Steam, Steam, Steam, Steam-air mixture, Steam-water mixture, Steam-water mixture, Steam-water mixture, sulphuric acid, sulphuric acid, washing solution, washing solution, washing solution, washing solution, Zinc Compound Solution, Water, Water, Water, Water, Water, Water, Water, Water, Water, Water, Water, Water, Water, Water, Water, Water, Water, Water, Water, Water, Water, Water, Water, Water, drainage |  |  |  |  | 1, 1, 2, 2 | yes
205 | цкб к99197-400 dn 400 pd 0,6 mpа td 60 0c морская вода/sea water dn 400 мм pр 0,6 mпа тр 60 0c | 40pcb61aa201 | body and disk material is carbon steel or equivalent with a solid rubberizing resistant to seawater. mating flanges – carbon steel корпус и диск из CS.ст или аналога с твердым гуммированием, стойким к морской воде. ответные фланцы - из - CS ст. | , 4/app. , 4/прил. | place of installation is in attended rooms outside containment. type of structure is two-eccentric with flange. the structure is repairable. outer coating is powder-based epoxi of 250mcm thick not less. material of valve fasteners is stainless steel class а4 or equivalent, toleraable to effects of seawater. return flange and fasteners shall enters supply scope. flow capacity 6300+-945 m3/h. hydrotest pressure 1,5 рн. l= not above 350mm(with return flanges). type of edge cut -1-24-1(с-24-1), connected pipedn х s-426x12 mm; service life 30 yrs not less. electric actuator shall meet np-068-05 i.5.1, 5.3; electric actuators shall tolerate frequency deviation within range from 49,0 to 50,5 hz – continuously; within range (47,5 – 49,0) hz and (50,5-52,5) hz – up to 5 min once, however not above 750 min for entire service life; within range (46,0 – 47,5) hz – up to 30 s once, however not above 300 min for entire service life; electrically driven seals shall be equipped with limit and moment switches: u - from 24 to 48 v; i - from 1 to 400 mа; emc as per gost 32137-2013 - iii «а»; voltage 220 v deviation from +10 to -15%; 380/220 v deviation from +10 to -15%; time of opening 150 s not above. protection class ip67 characteristics of seawater: - overall solt content 3,6 %; - chlorides 19500 mg/l; - рн 7,7...8,0. место установки - в обслуживаемых помещениях вне герметичной оболочки реактора. конструкция двухэксцентриковая, фланцевая, ремонтопригодная. наружное покрытие эпоксидное порошковое толщиной не менее 250мкм. крепежные изделия арматуры из н/ж стали а4 или аналога, стойкой к морской воде ответные фланцы и крепеж должны входить в поставку. условная пропускная способность 6300+-945 м3/ч. давление гидроиспытаний - 1,5 рн. герметичность - класс а по гост9544. l= не более 350мм(с ответными фланцами). тип разделки-1-24-1(с-24-1), стыкуемая труба dn х s-426x12 мм; срок службы – не менее 30 лет. э/п должен соответствовать нп-068-05 п.5.1, 5.3; э/п должны допускать работу при отклонении частоты: - в диапазоне от 49,0 до 50,5 гц – длительно; - в диапазонах (47,5 – 49,0) гц и (50,5-52,5) гц – до 5 мин однократно, но не более750 мин в течение срока эксплуатации; - в диапазоне (46,0 – 47,5) гц – до 30 сек однократно, но не более 300 мин в течение срока эксплуатации; - в диапазоне (46,0 – 47,5) гц – до 30 сек однократно, но не более 300 мин в течение срока эксплуатации; затворы с электроприводом должны иметь концевые контакты для сигнализации крайнего и промежуточного положений запорного органа, а также моментные выключатели. концевые и моментные выключатели э/п: u - от 24 до 48 в; i - от 1 до 400 ма; эмс по гост 32137-2013 - iii «а»; напряжение питания э/п: 220 в отклонение от +10 до -15%; 380/220 в отклонение от +10 до -15%; t открытия не более 150 с. электроприводы и редукторы должны иметь степень защиты не ниже ip67. хар-ки морской воды: - общее солесодержание 3,6 %; - хлориды 19500 мг/л; - рн 7,7...8,0. | qnc | 1 | Butterfly control valve | 290 | pcs. шт. |  | затвор дисковый цкб к99197-400 маткорп=сталь углеродистая dn=400 p=0.6мпа рабср=вода морская tрабср=до 60°с спосприсоед=межфланцевый с ответными фланцами спосупр=встроенный электропривод прив=мэоф-630/15-0.25у-01ка pприв=0.12квт 4 н ii ту 3742-044-34390194-2004 | 2.исуп.11889151 | tm4/iii | 1015657 | 40uqa-основная насосная станция / main pump station | 2020-10-23 00:00:00 | 290 | 0 | 0 | 0 | 9(ож1)/iii |  | 110.7.3 | 1669 | 2.697 | as per type по типу тu 3742-044-34390194-2004 ту 3742-044-34390194-2004; r01.kk34.0.0.sr.tt.wd001; дтт | 1 |  | , Manual, Hydraulic, BS, self-operated, Pneumatic | yes |  | Acid, Acid, Acid, Aggressive water, Aggressive water, Aggressive water, Air, Air, Alkali, Alkali, Alkali, Alkali solution, Ammonia, Ammonia solution, Blowdown water, Boric acid solution, Boric acid solution, Boric acid solution, Boric acid solution, Boric acid solution, Boric acid solution, Boric acid solution, Boric concentrate, Boric concentrate, bottoms liquid, caustic soda, Chemical, Chilled water, Chilled water, coagulant, coagulant solution, Compressed air, Condensate, Condensate, Condensate, Condensate, Condensate, Condensate, Decontamination solution, Decontamination solution, Desalted water, Desalted water, Distillate, Distillate, Ethanolamine solution, Feed water, Feed water, Gas, Gas mixture, Gas mixture, Hydrazine hydrate, Hydrazine solution, Hydrogen, LCQ-2 filter regeneration solutions, Mains water, Mains water, Nitric acid, Nitric acid solution, Nitrogen, Nitrogen, oil, Overheated water, oxygen, phosphate solution, primary coolant, primary coolant, primary coolant, primary coolant, Pulp, radioactive gas, radioactive gas, radioactive gas, radioactive gas, radioactive liquid, reagents, reagents, Sea water, slime, slurry water, Sodium hydroxide, Steam, Steam, Steam, Steam-air mixture, Steam-water mixture, Steam-water mixture, Steam-water mixture, sulphuric acid, sulphuric acid, washing solution, washing solution, washing solution, washing solution, Zinc Compound Solution, Water, Water, Water, Water, Water, Water, Water, Water, Water, Water, Water, Water, Water, Water, Water, Water, Water, Water, Water, Water, Water, Water, Water, Water, drainage |  |  |  |  | 1, 1, 2, 2 | yes
206 | цкб п99201-300 dn300 pd 1,0 mpа td 60 0c морская вода/sea water dn 300 мм pр 1,0 mпа тр 60 0c | 40pun10aa201 | body and disk material is carbon steel or equivalent with a solid rubberizing resistant to seawater. mating flanges – carbon steel корпус и диск из CS.ст или аналога с твердым гуммированием, стойким к морской воде. ответные фланцы - из - CS ст. | , 4/app. , 4/прил. | place of installation is in attended rooms outside containment. type of structure is two-eccentric with flange. the structure is repairable. outer coating is powder-based epoxi of 250mcm thick not less. material of valve fasteners is stainless steel class а4 or equivalent, toleraable to effects of seawater. return flange and fasteners shall enters supply scope. hydraulic resistance factor 1.0 not above in fully opened condition hydrotest pressure 1,5 рн. tightness class a as per gost 9544. l= not above 350mm(with return flanges). type of edge cut -1-24-1(с-24-1), connected pipedn х s-325x8 mm; service life 30 yrs not less. electric actuator shall meet np-068-05 i.5.1, 5.3; electric actuators shall tolerate frequency deviation within range from 49,0 to 50,5 hz – continuously; within range (47,5 – 49,0) hz and (50,5-52,5) hz – up to 5 min once, however not above 750 min for entire service life; within range (46,0 – 47,5) hz – up to 30 s once, however not above 300 min for entire service life; electrically driven seals shall be equipped with limit and moment switches: u - from 24 to 48 v; i - from 1 to 400 mа; emc as per gost 32137-2013 - iii «а»; voltage 220 v deviation from +10 to -15%; 380/220 v deviation from +10 to -15%; time of opening 120 s not above. protection class ip67 characteristics of seawater: - overall solt content 3,6 %; - chlorides 19500 mg/l; - рн 7,7...8,0. место установки - в обслуживаемых помещениях вне герметичной оболочки реактора. конструкция двухэксцентриковая, фланцевая, ремонтопригодная. наружное покрытие эпоксидное порошковое толщиной не менее 250мкм. крепежные изделия арматуры из н/ж стали а4 или аналога, стойкой к морской воде ответные фланцы и крепеж должны входить в поставку. коэффициент гидравлического сопротивления не более 1,0 в полностью открытом положении. давление гидроиспытаний - 1,5 рн. герметичность - класс а по гост9544. l= не более 350мм(с ответными фланцами). тип разделки-1-24-1(с-24-1), стыкуемая труба dn х s-325x8 мм; срок службы – не менее 30 лет. э/п должен соответствовать нп-068-05 п.5.1, 5.3; э/п должны допускать работу при отклонении частоты: - в диапазоне от 49,0 до 50,5 гц – длительно; - в диапазонах (47,5 – 49,0) гц и (50,5-52,5) гц – до 5 мин однократно, но не более 750 мин в течение срока эксплуатации; - в диапазоне (46,0 – 47,5) гц – до 30 сек однократно, но не более 300 мин в течение срока эксплуатации; затворы с электроприводом должны иметь концевые контакты для сигнализации крайнего и промежуточного положений запорного органа, а также моментные выключатели. концевые и моментные выключатели э/п: u - от 24 до 48 в; i - от 1 до 400 ма; эмс по гост 32137-2013 - iii «а»; напряжение питания э/п: 220 в отклонение от +10 до -15%; 380/220 в отклонение от +10 до -15%; t открытия не более 120 с. электроприводы и редукторы должны иметь степень защиты не ниже ip67. хар-ки морской воды: - общее солесодержание 3,6 %; - хлориды 19500 мг/л; - рн 7,7...8,0. | qnc | 1 | Butterfly control valve | 112 | pcs. шт. |  | затвор цкб п99201-300 маткорп=сталь углеродистая 25л dn=300 p=1мпа рабср=вода морская спосприсоед=межфланцевый с ответными фланцами спосупр=встроенный электропривод прив=мэоф-250/25-0.25у-97ка pприв=250вт 4 н ii ту 3741-058-34390194-2004 | 2.исуп.11889160 | tm4/iii | 1016582 | 40uqa-основная насосная станция / main pump station | 2020-10-23 00:00:00 | 112 | 0 | 0 | 0 | 9(ож1)/iii |  | 110.7.3.5 | 1670 | 2.701 | as per type по типу тu 3741-058-34390194-2004 ту 3741-058-34390194-2004; r01.kk34.0.0.sr.tt.wd001; дтт | 1 |  | , Manual, Hydraulic, BS, self-operated, Pneumatic | yes |  | Acid, Acid, Acid, Aggressive water, Aggressive water, Aggressive water, Air, Air, Alkali, Alkali, Alkali, Alkali solution, Ammonia, Ammonia solution, Blowdown water, Boric acid solution, Boric acid solution, Boric acid solution, Boric acid solution, Boric acid solution, Boric acid solution, Boric acid solution, Boric concentrate, Boric concentrate, bottoms liquid, caustic soda, Chemical, Chilled water, Chilled water, coagulant, coagulant solution, Compressed air, Condensate, Condensate, Condensate, Condensate, Condensate, Condensate, Decontamination solution, Decontamination solution, Desalted water, Desalted water, Distillate, Distillate, Ethanolamine solution, Feed water, Feed water, Gas, Gas mixture, Gas mixture, Hydrazine hydrate, Hydrazine solution, Hydrogen, LCQ-2 filter regeneration solutions, Mains water, Mains water, Nitric acid, Nitric acid solution, Nitrogen, Nitrogen, oil, Overheated water, oxygen, phosphate solution, primary coolant, primary coolant, primary coolant, primary coolant, Pulp, radioactive gas, radioactive gas, radioactive gas, radioactive gas, radioactive liquid, reagents, reagents, Sea water, slime, slurry water, Sodium hydroxide, Steam, Steam, Steam, Steam-air mixture, Steam-water mixture, Steam-water mixture, Steam-water mixture, sulphuric acid, sulphuric acid, washing solution, washing solution, washing solution, washing solution, Zinc Compound Solution, Water, Water, Water, Water, Water, Water, Water, Water, Water, Water, Water, Water, Water, Water, Water, Water, Water, Water, Water, Water, Water, Water, Water, Water, drainage |  |  |  |  | 1, 1, 2, 2 | yes
207 | цкб п99201-300 dn300 pd 1,0 mpа td 60 0c морская вода/sea water dn 300 мм pр 1,0 mпа тр 60 0c | 40pua10aa201 | body and disk material is carbon steel or equivalent with a solid rubberizing resistant to seawater. mating flanges – carbon steel корпус и диск из CS.ст или аналога с твердым гуммированием, стойким к морской воде. ответные фланцы - из - CS ст. | , 4/app. , 4/прил. | place of installation is in attended rooms outside containment. type of structure is two-eccentric with flange. the structure is repairable. outer coating is powder-based epoxi of 250mcm thick not less. material of valve fasteners is stainless steel class а4 or equivalent, toleraable to effects of seawater. return flange and fasteners shall enters supply scope. hydraulic resistance factor 1.0 not above in fully opened condition hydrotest pressure 1,5 рн. tightness class a as per gost 9544. l= not above 350mm(with return flanges). type of edge cut -1-24-1(с-24-1), connected pipedn х s-325x8 mm; service life 30 yrs not less. electric actuator shall meet np-068-05 i.5.1, 5.3; electric actuators shall tolerate frequency deviation within range from 49,0 to 50,5 hz – continuously; within range (47,5 – 49,0) hz and (50,5-52,5) hz – up to 5 min once, however not above 750 min for entire service life; within range (46,0 – 47,5) hz – up to 30 s once, however not above 300 min for entire service life; electrically driven seals shall be equipped with limit and moment switches: u - from 24 to 48 v; i - from 1 to 400 mа; emc as per gost 32137-2013 - iii «а»; voltage 220 v deviation from +10 to -15%; 380/220 v deviation from +10 to -15%; time of opening 120 s not above. protection class ip67 characteristics of seawater: - overall solt content 3,6 %; - chlorides 19500 mg/l; - рн 7,7...8,0. место установки - в обслуживаемых помещениях вне герметичной оболочки реактора. конструкция двухэксцентриковая, фланцевая, ремонтопригодная. наружное покрытие эпоксидное порошковое толщиной не менее 250мкм. крепежные изделия арматуры из н/ж стали а4 или аналога, стойкой к морской воде ответные фланцы и крепеж должны входить в поставку. коэффициент гидравлического сопротивления не более 1,0 в полностью открытом положении. давление гидроиспытаний - 1,5 рн. герметичность - класс а по гост9544. l= не более 350мм(с ответными фланцами). тип разделки-1-24-1(с-24-1), стыкуемая труба dn х s-325x8 мм; срок службы – не менее 30 лет. э/п должен соответствовать нп-068-05 п.5.1, 5.3; э/п должны допускать работу при отклонении частоты: - в диапазоне от 49,0 до 50,5 гц – длительно; - в диапазонах (47,5 – 49,0) гц и (50,5-52,5) гц – до 5 мин однократно, но не более 750 мин в течение срока эксплуатации; - в диапазоне (46,0 – 47,5) гц – до 30 сек однократно, но не более 300 мин в течение срока эксплуатации; затворы с электроприводом должны иметь концевые контакты для сигнализации крайнего и промежуточного положений запорного органа, а также моментные выключатели. концевые и моментные выключатели э/п: u - от 24 до 48 в; i - от 1 до 400 ма; эмс по гост 32137-2013 - iii «а»; напряжение питания э/п: 220 в отклонение от +10 до -15%; 380/220 в отклонение от +10 до -15%; t открытия не более 120 с. электроприводы и редукторы должны иметь степень защиты не ниже ip67. хар-ки морской воды: - общее солесодержание 3,6 %; - хлориды 19500 мг/л; - рн 7,7...8,0. | qnc | 1 | Butterfly control valve | 112 | pcs. шт. |  | затвор цкб п99201-300 маткорп=сталь углеродистая 25л dn=300 p=1мпа рабср=вода морская спосприсоед=межфланцевый с ответными фланцами спосупр=встроенный электропривод прив=мэоф-250/25-0.25у-97ка pприв=250вт 4 н ii ту 3741-058-34390194-2004 | 2.исуп.11889162 | tm4/iii | 1016582 | 40uqa-основная насосная станция / main pump station | 2020-10-23 00:00:00 | 112 | 0 | 0 | 0 | 9(ож1)/iii |  | 110.7.3.5 | 1671 | 2.701 | as per type по типу тu 3741-058-34390194-2004 ту 3741-058-34390194-2004; r01.kk34.0.0.sr.tt.wd001; дтт | 1 |  | , Manual, Hydraulic, BS, self-operated, Pneumatic | yes |  | Acid, Acid, Acid, Aggressive water, Aggressive water, Aggressive water, Air, Air, Alkali, Alkali, Alkali, Alkali solution, Ammonia, Ammonia solution, Blowdown water, Boric acid solution, Boric acid solution, Boric acid solution, Boric acid solution, Boric acid solution, Boric acid solution, Boric acid solution, Boric concentrate, Boric concentrate, bottoms liquid, caustic soda, Chemical, Chilled water, Chilled water, coagulant, coagulant solution, Compressed air, Condensate, Condensate, Condensate, Condensate, Condensate, Condensate, Decontamination solution, Decontamination solution, Desalted water, Desalted water, Distillate, Distillate, Ethanolamine solution, Feed water, Feed water, Gas, Gas mixture, Gas mixture, Hydrazine hydrate, Hydrazine solution, Hydrogen, LCQ-2 filter regeneration solutions, Mains water, Mains water, Nitric acid, Nitric acid solution, Nitrogen, Nitrogen, oil, Overheated water, oxygen, phosphate solution, primary coolant, primary coolant, primary coolant, primary coolant, Pulp, radioactive gas, radioactive gas, radioactive gas, radioactive gas, radioactive liquid, reagents, reagents, Sea water, slime, slurry water, Sodium hydroxide, Steam, Steam, Steam, Steam-air mixture, Steam-water mixture, Steam-water mixture, Steam-water mixture, sulphuric acid, sulphuric acid, washing solution, washing solution, washing solution, washing solution, Zinc Compound Solution, Water, Water, Water, Water, Water, Water, Water, Water, Water, Water, Water, Water, Water, Water, Water, Water, Water, Water, Water, Water, Water, Water, Water, Water, drainage |  |  |  |  | 1, 1, 2, 2 | yes
208 | цкб п99201-200 dn 200 pd 1,0 mpа td 60 0c морская вода/sea water dn 200 мм pр 1,0 mпа тр 60 0c | 40puj11aa201 | body and disk material is carbon steel or equivalent with a solid rubberizing resistant to seawater. mating flanges – carbon steel корпус и диск из CS.ст или аналога с твердым гуммированием, стойким к морской воде. ответные фланцы - из - CS ст. | , 4/app. , 4/прил. | place of installation is in attended rooms outside containment. type of structure is two-eccentric with flange. the structure is repairable. outer coating is powder-based epoxi of 250mcm thick not less. material of valve fasteners is stainless steel class а4 or equivalent, toleraable to effects of seawater. return flange and fasteners shall enters supply scope. hydraulic resistance factor 1,0 not above. hydrotest pressure 1,5 рн. tightness - class а as per gost9544. l= not above 300mm(with return flanges). type of edge cut -1-24-1(с-24-1), connected pipedn х s-219x7 mm; service life 30 yrs not less. characteristics of seawater: - overall solt content 3,6 %; - chlorides 19500 mg/l; - рн 7,7...8,0. место установки - в обслуживаемых помещениях вне герметичной оболочки реактора. конструкция двухэксцентриковая, фланцевая, ремонтопригодная. наружное покрытие эпоксидное порошковое толщиной не менее 250мкм. крепежные изделия арматуры из н/ж стали а4 или аналога, стойкой к морской воде ответные фланцы и крепеж должны входить в поставку. коэффициент гидравлического сопротивления не более 1,0. давление гидроиспытаний - 1,5 рн. герметичность - класс а по гост9544. l= не более 300мм(с ответными фланцами). тип разделки-1-24-1(с-24-1), стыкуемая труба dn х s-219x7 мм; срок службы – не менее 30 лет. хар-ки морской воды: - общее солесодержание 3,6 %; - хлориды 19500 мг/л; - рн 7,7...8,0. | qnc | 1 | Butterfly control valve | 53 | pcs. шт. |  | затвор дисковый регулирующий цкб п99201-200 маткорп=сталь углеродистая dn=200 p=1мпа рабср=вода морская спосприсоед=межфланцевый с ответными фланцами спосупр=привод ручной ту 3741-058-34390194-2004 | 2.исуп.11889163 | tm4/iii | 1015559 | 40uqa-основная насосная станция / main pump station | 2020-10-23 00:00:00 | 53 | 0 | 0 | 0 | 9(ож1)/iii |  | 110.7.3.7 | 1672 | 2.703 | as per type по типу тu 3741-058-34390194-2004 ту 3741-058-34390194-2004; r01.kk34.0.0.sr.tt.wd001; дтт | 1 |  | , Manual, Hydraulic, BS, self-operated, Pneumatic | yes |  | Acid, Acid, Acid, Aggressive water, Aggressive water, Aggressive water, Air, Air, Alkali, Alkali, Alkali, Alkali solution, Ammonia, Ammonia solution, Blowdown water, Boric acid solution, Boric acid solution, Boric acid solution, Boric acid solution, Boric acid solution, Boric acid solution, Boric acid solution, Boric concentrate, Boric concentrate, bottoms liquid, caustic soda, Chemical, Chilled water, Chilled water, coagulant, coagulant solution, Compressed air, Condensate, Condensate, Condensate, Condensate, Condensate, Condensate, Decontamination solution, Decontamination solution, Desalted water, Desalted water, Distillate, Distillate, Ethanolamine solution, Feed water, Feed water, Gas, Gas mixture, Gas mixture, Hydrazine hydrate, Hydrazine solution, Hydrogen, LCQ-2 filter regeneration solutions, Mains water, Mains water, Nitric acid, Nitric acid solution, Nitrogen, Nitrogen, oil, Overheated water, oxygen, phosphate solution, primary coolant, primary coolant, primary coolant, primary coolant, Pulp, radioactive gas, radioactive gas, radioactive gas, radioactive gas, radioactive liquid, reagents, reagents, Sea water, slime, slurry water, Sodium hydroxide, Steam, Steam, Steam, Steam-air mixture, Steam-water mixture, Steam-water mixture, Steam-water mixture, sulphuric acid, sulphuric acid, washing solution, washing solution, washing solution, washing solution, Zinc Compound Solution, Water, Water, Water, Water, Water, Water, Water, Water, Water, Water, Water, Water, Water, Water, Water, Water, Water, Water, Water, Water, Water, Water, Water, Water, drainage |  |  |  |  | 1, 1, 2, 2 | yes
209 | цкб п99201-200 dn 200 pd 1,0 mpа td 60 0c морская вода/sea water dn 200 мм pр 1,0 mпа тр 60 0c | 40puj12aa201 | body and disk material is carbon steel or equivalent with a solid rubberizing resistant to seawater. mating flanges – carbon steel корпус и диск из CS.ст или аналога с твердым гуммированием, стойким к морской воде. ответные фланцы - из - CS ст. | , 4/app. , 4/прил. | place of installation is in attended rooms outside containment. type of structure is two-eccentric with flange. the structure is repairable. outer coating is powder-based epoxi of 250mcm thick not less. material of valve fasteners is stainless steel class а4 or equivalent, toleraable to effects of seawater. return flange and fasteners shall enters supply scope. hydraulic resistance factor 1,0 not above. hydrotest pressure 1,5 рн. tightness - class а as per gost9544. l= not above 300mm(with return flanges). type of edge cut -1-24-1(с-24-1), connected pipedn х s-219x7 mm; service life 30 yrs not less. characteristics of seawater: - overall solt content 3,6 %; - chlorides 19500 mg/l; - рн 7,7...8,0. место установки - в обслуживаемых помещениях вне герметичной оболочки реактора. конструкция двухэксцентриковая, фланцевая, ремонтопригодная. наружное покрытие эпоксидное порошковое толщиной не менее 250мкм. крепежные изделия арматуры из н/ж стали а4 или аналога, стойкой к морской воде ответные фланцы и крепеж должны входить в поставку. коэффициент гидравлического сопротивления не более 1,0. давление гидроиспытаний - 1,5 рн. герметичность - класс а по гост9544. l= не более 300мм(с ответными фланцами). тип разделки-1-24-1(с-24-1), стыкуемая труба dn х s-219x7 мм; срок службы – не менее 30 лет. хар-ки морской воды: - общее солесодержание 3,6 %; - хлориды 19500 мг/л; - рн 7,7...8,0. | qnc | 1 | Butterfly control valve | 53 | pcs. шт. |  | затвор дисковый регулирующий цкб п99201-200 маткорп=сталь углеродистая dn=200 p=1мпа рабср=вода морская спосприсоед=межфланцевый с ответными фланцами спосупр=привод ручной ту 3741-058-34390194-2004 | 2.исуп.11889164 | tm4/iii | 1015559 | 40uqa-основная насосная станция / main pump station | 2020-10-23 00:00:00 | 53 | 0 | 0 | 0 | 9(ож1)/iii |  | 110.7.3.7 | 1673 | 2.703 | as per type по типу тu 3741-058-34390194-2004 ту 3741-058-34390194-2004; r01.kk34.0.0.sr.tt.wd001; дтт | 1 |  | , Manual, Hydraulic, BS, self-operated, Pneumatic | yes |  | Acid, Acid, Acid, Aggressive water, Aggressive water, Aggressive water, Air, Air, Alkali, Alkali, Alkali, Alkali solution, Ammonia, Ammonia solution, Blowdown water, Boric acid solution, Boric acid solution, Boric acid solution, Boric acid solution, Boric acid solution, Boric acid solution, Boric acid solution, Boric concentrate, Boric concentrate, bottoms liquid, caustic soda, Chemical, Chilled water, Chilled water, coagulant, coagulant solution, Compressed air, Condensate, Condensate, Condensate, Condensate, Condensate, Condensate, Decontamination solution, Decontamination solution, Desalted water, Desalted water, Distillate, Distillate, Ethanolamine solution, Feed water, Feed water, Gas, Gas mixture, Gas mixture, Hydrazine hydrate, Hydrazine solution, Hydrogen, LCQ-2 filter regeneration solutions, Mains water, Mains water, Nitric acid, Nitric acid solution, Nitrogen, Nitrogen, oil, Overheated water, oxygen, phosphate solution, primary coolant, primary coolant, primary coolant, primary coolant, Pulp, radioactive gas, radioactive gas, radioactive gas, radioactive gas, radioactive liquid, reagents, reagents, Sea water, slime, slurry water, Sodium hydroxide, Steam, Steam, Steam, Steam-air mixture, Steam-water mixture, Steam-water mixture, Steam-water mixture, sulphuric acid, sulphuric acid, washing solution, washing solution, washing solution, washing solution, Zinc Compound Solution, Water, Water, Water, Water, Water, Water, Water, Water, Water, Water, Water, Water, Water, Water, Water, Water, Water, Water, Water, Water, Water, Water, Water, Water, drainage |  |  |  |  | 1, 1, 2, 2 | yes
210 | цкб р99507-400-01 dn 400.0 mm pd 1.0 mpa td 60 oc вода промконтура /intermediate circuit water dn 400.0 мм рр 1.0 мпа тр 60 ос | 50pgb11aa001 | carbon steel with protection flanges - carbon steelCSер.SS с вкладышем | , 4/ ii | вне оболочки;угл. сталь с вкладышем ответные фланцы- угл. сталь; конструкция соосная; l=178 мм; h=865 мм; разделка кромок патрубков: тип разделки- 1-24-1(с-24-1) dn х s, мм- 426x9, др,мм- 410(+0,63) ; tср 25 с, не более; стяжное (межфланцевое), между ответными фланцами под приварку к трубопроводу и крепежом, поставляемыми комплектно outside containment;insert cs returm flanges- cs; co-axial structure; l=178 mm; h=865 mm; nozzle edge preparation: type- 1-24-1(s-24-1) dn х s, mm- 426x9, др,mm- 410(+0,63) ; time of actuation 25 s, not above; tightening connection (inter-flange), between counter-flanges for welding to pipeline and fastener supplied in completion with equipment | qnc | 1 | Butterfly valve | 340 | pcs. шт. |  | затвор дисковый цкб р99507-400-01 маткорп=сталь углеродистая 25л dn=400 p=1мпа рабср=вода промконтура спосприсоед=межфланцевый с ответными фланцами спосупр=встроенный электропривод tрасч=60 °с прив=мэоф-1600/25-0.25м-01ка pприв=400вт 4 н ii с крепежом и прокладками ту 3741-056-34390194-2004 | 2.исуп.1105975120 | t3/iii | 1041646 | 50uqa-основная насосная станция /main pumping station | 2022-02-15 00:00:00 | 340 | 0 | 0 | 0 | 9(ож1)/iii |  | 110.7.155.1 | 2781 |  | tu 3741-056-34390194-2004 ту 3741-056-34390194-2004; r01.kk34.0.0.sr.tt.wd001; дтт | 1 |  | , Manual, Hydraulic, BS, self-operated, Pneumatic | yes |  | Acid, Acid, Acid, Aggressive water, Aggressive water, Aggressive water, Air, Air, Alkali, Alkali, Alkali, Alkali solution, Ammonia, Ammonia solution, Blowdown water, Boric acid solution, Boric acid solution, Boric acid solution, Boric acid solution, Boric acid solution, Boric acid solution, Boric acid solution, Boric concentrate, Boric concentrate, bottoms liquid, caustic soda, Chemical, Chilled water, Chilled water, coagulant, coagulant solution, Compressed air, Condensate, Condensate, Condensate, Condensate, Condensate, Condensate, Decontamination solution, Decontamination solution, Desalted water, Desalted water, Distillate, Distillate, Ethanolamine solution, Feed water, Feed water, Gas, Gas mixture, Gas mixture, Hydrazine hydrate, Hydrazine solution, Hydrogen, LCQ-2 filter regeneration solutions, Mains water, Mains water, Nitric acid, Nitric acid solution, Nitrogen, Nitrogen, oil, Overheated water, oxygen, phosphate solution, primary coolant, primary coolant, primary coolant, primary coolant, Pulp, radioactive gas, radioactive gas, radioactive gas, radioactive gas, radioactive liquid, reagents, reagents, Sea water, slime, slurry water, Sodium hydroxide, Steam, Steam, Steam, Steam-air mixture, Steam-water mixture, Steam-water mixture, Steam-water mixture, sulphuric acid, sulphuric acid, washing solution, washing solution, washing solution, washing solution, Zinc Compound Solution, Water, Water, Water, Water, Water, Water, Water, Water, Water, Water, Water, Water, Water, Water, Water, Water, Water, Water, Water, Water, Water, Water, Water, Water, drainage | [5 empty] | yes
211 | цкб р99507-400-01 dn 400.0 mm pd 1.0 mpa td 60 oc вода промконтура /intermediate circuit water dn 400.0 мм рр 1.0 мпа тр 60 ос | 50pgb12aa001 | carbon steel with protection flanges - carbon steelCSер.SS с вкладышем | , 4/ ii | вне оболочки;угл. сталь с вкладышем ответные фланцы- угл. сталь; конструкция соосная; l=178 мм; h=865 мм; разделка кромок патрубков: тип разделки- 1-24-1(с-24-1) dn х s, мм- 426x9, др,мм- 410(+0,63) ; tср 25 с, не более; стяжное (межфланцевое), между ответными фланцами под приварку к трубопроводу и крепежом, поставляемыми комплектно outside containment;insert cs returm flanges- cs; co-axial structure; l=178 mm; h=865 mm; nozzle edge preparation: type- 1-24-1(s-24-1) dn х s, mm- 426x9, др,mm- 410(+0,63) ; time of actuation 25 s, not above; tightening connection (inter-flange), between counter-flanges for welding to pipeline and fastener supplied in completion with equipment | qnc | 1 | Butterfly valve | 340 | pcs. шт. |  | затвор дисковый цкб р99507-400-01 маткорп=сталь углеродистая 25л dn=400 p=1мпа рабср=вода промконтура спосприсоед=межфланцевый с ответными фланцами спосупр=встроенный электропривод tрасч=60 °с прив=мэоф-1600/25-0.25м-01ка pприв=400вт 4 н ii с крепежом и прокладками ту 3741-056-34390194-2004 | 2.исуп.1105975127 | t3/iii | 1041646 | 50uqa-основная насосная станция /main pumping station | 2022-02-15 00:00:00 | 340 | 0 | 0 | 0 | 9(ож1)/iii |  | 110.7.155.1 | 2782 |  | tu 3741-056-34390194-2004 ту 3741-056-34390194-2004; r01.kk34.0.0.sr.tt.wd001; дтт | 1 |  | , Manual, Hydraulic, BS, self-operated, Pneumatic | yes |  | Acid, Acid, Acid, Aggressive water, Aggressive water, Aggressive water, Air, Air, Alkali, Alkali, Alkali, Alkali solution, Ammonia, Ammonia solution, Blowdown water, Boric acid solution, Boric acid solution, Boric acid solution, Boric acid solution, Boric acid solution, Boric acid solution, Boric acid solution, Boric concentrate, Boric concentrate, bottoms liquid, caustic soda, Chemical, Chilled water, Chilled water, coagulant, coagulant solution, Compressed air, Condensate, Condensate, Condensate, Condensate, Condensate, Condensate, Decontamination solution, Decontamination solution, Desalted water, Desalted water, Distillate, Distillate, Ethanolamine solution, Feed water, Feed water, Gas, Gas mixture, Gas mixture, Hydrazine hydrate, Hydrazine solution, Hydrogen, LCQ-2 filter regeneration solutions, Mains water, Mains water, Nitric acid, Nitric acid solution, Nitrogen, Nitrogen, oil, Overheated water, oxygen, phosphate solution, primary coolant, primary coolant, primary coolant, primary coolant, Pulp, radioactive gas, radioactive gas, radioactive gas, radioactive gas, radioactive liquid, reagents, reagents, Sea water, slime, slurry water, Sodium hydroxide, Steam, Steam, Steam, Steam-air mixture, Steam-water mixture, Steam-water mixture, Steam-water mixture, sulphuric acid, sulphuric acid, washing solution, washing solution, washing solution, washing solution, Zinc Compound Solution, Water, Water, Water, Water, Water, Water, Water, Water, Water, Water, Water, Water, Water, Water, Water, Water, Water, Water, Water, Water, Water, Water, Water, Water, drainage | [5 empty] | yes
212 | цкб р99507-400-01 dn 400.0 mm pd 1.0 mpa td 60 oc вода промконтура /intermediate circuit water dn 400.0 мм рр 1.0 мпа тр 60 ос | 50pgb13aa001 | carbon steel with protection flanges - carbon steelCSер.SS с вкладышем | , 4/ ii | вне оболочки;угл. сталь с вкладышем ответные фланцы- угл. сталь; конструкция соосная; l=178 мм; h=865 мм; разделка кромок патрубков: тип разделки- 1-24-1(с-24-1) dn х s, мм- 426x9, др,мм- 410(+0,63) ; tср 25 с, не более; стяжное (межфланцевое), между ответными фланцами под приварку к трубопроводу и крепежом, поставляемыми комплектно outside containment;insert cs returm flanges- cs; co-axial structure; l=178 mm; h=865 mm; nozzle edge preparation: type- 1-24-1(s-24-1) dn х s, mm- 426x9, др,mm- 410(+0,63) ; time of actuation 25 s, not above; tightening connection (inter-flange), between counter-flanges for welding to pipeline and fastener supplied in completion with equipment | qnc | 1 | Butterfly valve | 340 | pcs. шт. |  | затвор дисковый цкб р99507-400-01 маткорп=сталь углеродистая 25л dn=400 p=1мпа рабср=вода промконтура спосприсоед=межфланцевый с ответными фланцами спосупр=встроенный электропривод tрасч=60 °с прив=мэоф-1600/25-0.25м-01ка pприв=400вт 4 н ii с крепежом и прокладками ту 3741-056-34390194-2004 | 2.исуп.1105975128 | t3/iii | 1041646 | 50uqa-основная насосная станция /main pumping station | 2022-02-15 00:00:00 | 340 | 0 | 0 | 0 | 9(ож1)/iii |  | 110.7.155.1 | 2783 |  | tu 3741-056-34390194-2004 ту 3741-056-34390194-2004; r01.kk34.0.0.sr.tt.wd001; дтт | 1 |  | , Manual, Hydraulic, BS, self-operated, Pneumatic | yes |  | Acid, Acid, Acid, Aggressive water, Aggressive water, Aggressive water, Air, Air, Alkali, Alkali, Alkali, Alkali solution, Ammonia, Ammonia solution, Blowdown water, Boric acid solution, Boric acid solution, Boric acid solution, Boric acid solution, Boric acid solution, Boric acid solution, Boric acid solution, Boric concentrate, Boric concentrate, bottoms liquid, caustic soda, Chemical, Chilled water, Chilled water, coagulant, coagulant solution, Compressed air, Condensate, Condensate, Condensate, Condensate, Condensate, Condensate, Decontamination solution, Decontamination solution, Desalted water, Desalted water, Distillate, Distillate, Ethanolamine solution, Feed water, Feed water, Gas, Gas mixture, Gas mixture, Hydrazine hydrate, Hydrazine solution, Hydrogen, LCQ-2 filter regeneration solutions, Mains water, Mains water, Nitric acid, Nitric acid solution, Nitrogen, Nitrogen, oil, Overheated water, oxygen, phosphate solution, primary coolant, primary coolant, primary coolant, primary coolant, Pulp, radioactive gas, radioactive gas, radioactive gas, radioactive gas, radioactive liquid, reagents, reagents, Sea water, slime, slurry water, Sodium hydroxide, Steam, Steam, Steam, Steam-air mixture, Steam-water mixture, Steam-water mixture, Steam-water mixture, sulphuric acid, sulphuric acid, washing solution, washing solution, washing solution, washing solution, Zinc Compound Solution, Water, Water, Water, Water, Water, Water, Water, Water, Water, Water, Water, Water, Water, Water, Water, Water, Water, Water, Water, Water, Water, Water, Water, Water, drainage | [5 empty] | yes
213 | цкб р99507-400-01 dn 400.0 mm pd 1.0 mpa td 60 oc обессоленная вода /demineralized water dn 400.0 мм рр 1.0 мпа тр 60 ос | 50pgb81aa001 | carbon steel with protection flanges - carbon steelCSер.SS с вкладышем | , 4/ ii | вне оболочки; угл. сталь с вкладышем ответные фланцы- угл. сталь; l=178 мм; h=865 мм; разделка кромок патрубков: тип разделки- 1-24-1(с-24-1) dn х s,мм- 426x9 др,мм- 410(+0,63); конструкция соосна; tср 25 с, не более; стяжное (межфланцевое), между ответными фланцами под приварку к трубопроводу и крепежом, поставляемыми комплектно outside containment; insert cs returm flanges- cs; l=178 mm; h=865 mm; nozzle edge preparation: type- 1-24-1(s-24-1) dn х s,mm- 426x9 др,mm- 410(+0,63); structure co-axial; time of actuation 25 s, not above; tightening connection (inter-flange), between counter-flanges for welding to pipeline and fastener supplied in completion with equipment | qnc | 1 | Butterfly valve | 340 | pcs. шт. |  | затвор дисковый цкб р99507-400-01 маткорп=сталь углеродистая 25л dn=400 p=1мпа рабср=вода промконтура спосприсоед=межфланцевый с ответными фланцами спосупр=встроенный электропривод tрасч=60 °с прив=мэоф-1600/25-0.25м-01ка pприв=400вт 4 н ii с крепежом и прокладками ту 3741-056-34390194-2004 | 2.исуп.1105975129 | t3/iii | 1041646 | 50uqa-основная насосная станция /main pumping station | 2022-02-15 00:00:00 | 340 | 0 | 0 | 0 | 9(ож1)/iii |  | 110.7.155.4 | 2784 |  | tu 3741-056-34390194-2004 ту 3741-056-34390194-2004; r01.kk34.0.0.sr.tt.wd001; дтт | 1 |  | , Manual, Hydraulic, BS, self-operated, Pneumatic | yes |  | Acid, Acid, Acid, Aggressive water, Aggressive water, Aggressive water, Air, Air, Alkali, Alkali, Alkali, Alkali solution, Ammonia, Ammonia solution, Blowdown water, Boric acid solution, Boric acid solution, Boric acid solution, Boric acid solution, Boric acid solution, Boric acid solution, Boric acid solution, Boric concentrate, Boric concentrate, bottoms liquid, caustic soda, Chemical, Chilled water, Chilled water, coagulant, coagulant solution, Compressed air, Condensate, Condensate, Condensate, Condensate, Condensate, Condensate, Decontamination solution, Decontamination solution, Desalted water, Desalted water, Distillate, Distillate, Ethanolamine solution, Feed water, Feed water, Gas, Gas mixture, Gas mixture, Hydrazine hydrate, Hydrazine solution, Hydrogen, LCQ-2 filter regeneration solutions, Mains water, Mains water, Nitric acid, Nitric acid solution, Nitrogen, Nitrogen, oil, Overheated water, oxygen, phosphate solution, primary coolant, primary coolant, primary coolant, primary coolant, Pulp, radioactive gas, radioactive gas, radioactive gas, radioactive gas, radioactive liquid, reagents, reagents, Sea water, slime, slurry water, Sodium hydroxide, Steam, Steam, Steam, Steam-air mixture, Steam-water mixture, Steam-water mixture, Steam-water mixture, sulphuric acid, sulphuric acid, washing solution, washing solution, washing solution, washing solution, Zinc Compound Solution, Water, Water, Water, Water, Water, Water, Water, Water, Water, Water, Water, Water, Water, Water, Water, Water, Water, Water, Water, Water, Water, Water, Water, Water, drainage | [5 empty] | yes
214 | цкб р99507-400-01 dn 400.0 mm pd 1.0 mpa td 60 oc обессоленная вода /demineralized water dn 400.0 мм рр 1.0 мпа тр 60 ос | 50pgb82aa001 | carbon steel with protection flanges - carbon steelCSер.SS с вкладышем | , 4/ ii | вне оболочки; угл. сталь с вкладышем ответные фланцы- угл. сталь; l=178 мм; h=865 мм; разделка кромок патрубков: тип разделки- 1-24-1(с-24-1) dn х s,мм- 426x9 др,мм- 410(+0,63); конструкция соосна; tср 25 с, не более; стяжное (межфланцевое), между ответными фланцами под приварку к трубопроводу и крепежом, поставляемыми комплектно outside containment; insert cs returm flanges- cs; l=178 mm; h=865 mm; nozzle edge preparation: type- 1-24-1(s-24-1) dn х s,mm- 426x9 др,mm- 410(+0,63); structure co-axial; time of actuation 25 s, not above; tightening connection (inter-flange), between counter-flanges for welding to pipeline and fastener supplied in completion with equipment | qnc | 1 | Butterfly valve | 340 | pcs. шт. |  | затвор дисковый цкб р99507-400-01 маткорп=сталь углеродистая 25л dn=400 p=1мпа рабср=вода промконтура спосприсоед=межфланцевый с ответными фланцами спосупр=встроенный электропривод tрасч=60 °с прив=мэоф-1600/25-0.25м-01ка pприв=400вт 4 н ii с крепежом и прокладками ту 3741-056-34390194-2004 | 2.исуп.1105975130 | t3/iii | 1041646 | 50uqa-основная насосная станция /main pumping station | 2022-02-15 00:00:00 | 340 | 0 | 0 | 0 | 9(ож1)/iii |  | 110.7.155.4 | 2785 |  | tu 3741-056-34390194-2004 ту 3741-056-34390194-2004; r01.kk34.0.0.sr.tt.wd001; дтт | 1 |  | , Manual, Hydraulic, BS, self-operated, Pneumatic | yes |  | Acid, Acid, Acid, Aggressive water, Aggressive water, Aggressive water, Air, Air, Alkali, Alkali, Alkali, Alkali solution, Ammonia, Ammonia solution, Blowdown water, Boric acid solution, Boric acid solution, Boric acid solution, Boric acid solution, Boric acid solution, Boric acid solution, Boric acid solution, Boric concentrate, Boric concentrate, bottoms liquid, caustic soda, Chemical, Chilled water, Chilled water, coagulant, coagulant solution, Compressed air, Condensate, Condensate, Condensate, Condensate, Condensate, Condensate, Decontamination solution, Decontamination solution, Desalted water, Desalted water, Distillate, Distillate, Ethanolamine solution, Feed water, Feed water, Gas, Gas mixture, Gas mixture, Hydrazine hydrate, Hydrazine solution, Hydrogen, LCQ-2 filter regeneration solutions, Mains water, Mains water, Nitric acid, Nitric acid solution, Nitrogen, Nitrogen, oil, Overheated water, oxygen, phosphate solution, primary coolant, primary coolant, primary coolant, primary coolant, Pulp, radioactive gas, radioactive gas, radioactive gas, radioactive gas, radioactive liquid, reagents, reagents, Sea water, slime, slurry water, Sodium hydroxide, Steam, Steam, Steam, Steam-air mixture, Steam-water mixture, Steam-water mixture, Steam-water mixture, sulphuric acid, sulphuric acid, washing solution, washing solution, washing solution, washing solution, Zinc Compound Solution, Water, Water, Water, Water, Water, Water, Water, Water, Water, Water, Water, Water, Water, Water, Water, Water, Water, Water, Water, Water, Water, Water, Water, Water, drainage | [5 empty] | yes
215 | цкб р99507-400-01 dn 400.0 mm pd 1.0 mpa td 60 oc обессоленная вода /demineralized water dn 400.0 мм рр 1.0 мпа тр 60 ос | 50pgb83aa001 | carbon steel with protection flanges - carbon steelCSер.SS с вкладышем | , 4/ ii | вне оболочки; угл. сталь с вкладышем ответные фланцы- угл. сталь; l=178 мм; h=865 мм; разделка кромок патрубков: тип разделки- 1-24-1(с-24-1) dn х s,мм- 426x9 др,мм- 410(+0,63); конструкция соосна; tср 25 с, не более; стяжное (межфланцевое), между ответными фланцами под приварку к трубопроводу и крепежом, поставляемыми комплектно outside containment; insert cs returm flanges- cs; l=178 mm; h=865 mm; nozzle edge preparation: type- 1-24-1(s-24-1) dn х s,mm- 426x9 др,mm- 410(+0,63); structure co-axial; time of actuation 25 s, not above; tightening connection (inter-flange), between counter-flanges for welding to pipeline and fastener supplied in completion with equipment | qnc | 1 | Butterfly valve | 340 | pcs. шт. |  | затвор дисковый цкб р99507-400-01 маткорп=сталь углеродистая 25л dn=400 p=1мпа рабср=вода промконтура спосприсоед=межфланцевый с ответными фланцами спосупр=встроенный электропривод tрасч=60 °с прив=мэоф-1600/25-0.25м-01ка pприв=400вт 4 н ii с крепежом и прокладками ту 3741-056-34390194-2004 | 2.исуп.1105975131 | t3/iii | 1041646 | 50uqa-основная насосная станция /main pumping station | 2022-02-15 00:00:00 | 340 | 0 | 0 | 0 | 9(ож1)/iii |  | 110.7.155.4 | 2786 |  | tu 3741-056-34390194-2004 ту 3741-056-34390194-2004; r01.kk34.0.0.sr.tt.wd001; дтт | 1 |  | , Manual, Hydraulic, BS, self-operated, Pneumatic | yes |  | Acid, Acid, Acid, Aggressive water, Aggressive water, Aggressive water, Air, Air, Alkali, Alkali, Alkali, Alkali solution, Ammonia, Ammonia solution, Blowdown water, Boric acid solution, Boric acid solution, Boric acid solution, Boric acid solution, Boric acid solution, Boric acid solution, Boric acid solution, Boric concentrate, Boric concentrate, bottoms liquid, caustic soda, Chemical, Chilled water, Chilled water, coagulant, coagulant solution, Compressed air, Condensate, Condensate, Condensate, Condensate, Condensate, Condensate, Decontamination solution, Decontamination solution, Desalted water, Desalted water, Distillate, Distillate, Ethanolamine solution, Feed water, Feed water, Gas, Gas mixture, Gas mixture, Hydrazine hydrate, Hydrazine solution, Hydrogen, LCQ-2 filter regeneration solutions, Mains water, Mains water, Nitric acid, Nitric acid solution, Nitrogen, Nitrogen, oil, Overheated water, oxygen, phosphate solution, primary coolant, primary coolant, primary coolant, primary coolant, Pulp, radioactive gas, radioactive gas, radioactive gas, radioactive gas, radioactive liquid, reagents, reagents, Sea water, slime, slurry water, Sodium hydroxide, Steam, Steam, Steam, Steam-air mixture, Steam-water mixture, Steam-water mixture, Steam-water mixture, sulphuric acid, sulphuric acid, washing solution, washing solution, washing solution, washing solution, Zinc Compound Solution, Water, Water, Water, Water, Water, Water, Water, Water, Water, Water, Water, Water, Water, Water, Water, Water, Water, Water, Water, Water, Water, Water, Water, Water, drainage | [5 empty] | yes
216 | цкб п99199-300-03 dn 300.0 mm pd 1.0 mpa td 60 oc вода промконтура/intermediate circuit water dn 300.0 мм рр 1.0 мпа тр 60 ос | 50pgb81aa002 | carbon steel with protection flanges - carbon steelCSер.SS с вкладышем | , 4/ ii | вне оболочки; среда- вода промконтура (обессоленная вода с добавлением ингибиторов коррозии-тринатрий фосфат); угл. сталь с вкладышем ответные фланцы- угл. сталь; конструкция соосная; l=142 мм; h=640 мм; разделка кромок патрубков: тип разделки- 1-24-1(с-24-1) dn х s,мм- 325x8 др,мм- 311(+0,52); tср 25 с, не более; стяжное (межфланцевое), между ответными фланцами под приварку к трубопроводу и крепежом, поставляемыми комплектно outside containment; media- waterintermediate circuit (demineralized waterwith addition ofinhibitors of corrosion-trisodium phosphate); insert cs returm flanges- cs; co-axial structure; l=142 mm; h=640 mm; nozzle edge preparation: type- 1-24-1(s-24-1) dn х s,mm- 325x8 др,mm- 311(+0,52); time of actuation 25 s, not above; tightening connection (inter-flange), between counter-flanges for welding to pipeline and fastener supplied in completion with equipment | qnc | 1 | Butterfly valve | 106 | pcs. шт. |  | затвор дисковый цкб п99199-300-03 маткорп=сталь углеродистая 25л dn=300 p=1мпа рабср=вода промконтура спосприсоед=межфланцевый с ответными фланцами спосупр=встроенный электропривод tрасч=60 °с прив=мэоф-250/25-0.25м-97ка pприв=430вт 4 н ii с крепежом и прокладками ту 3741-056-34390194-2004 | 2.исуп.1105975124 | t3/iii | 1041694 | 50uqa-основная насосная станция /main pumping station | 2022-02-15 00:00:00 | 106 | 0 | 0 | 0 | 9(ож1)/iii |  | 110.7.155.16 | 2787 |  | tu 3741-056-34390194-2004 ту 3741-056-34390194-2004; r01.kk34.0.0.sr.tt.wd001; дтт | 1 |  | , Manual, Hydraulic, BS, self-operated, Pneumatic | yes |  | Acid, Acid, Acid, Aggressive water, Aggressive water, Aggressive water, Air, Air, Alkali, Alkali, Alkali, Alkali solution, Ammonia, Ammonia solution, Blowdown water, Boric acid solution, Boric acid solution, Boric acid solution, Boric acid solution, Boric acid solution, Boric acid solution, Boric acid solution, Boric concentrate, Boric concentrate, bottoms liquid, caustic soda, Chemical, Chilled water, Chilled water, coagulant, coagulant solution, Compressed air, Condensate, Condensate, Condensate, Condensate, Condensate, Condensate, Decontamination solution, Decontamination solution, Desalted water, Desalted water, Distillate, Distillate, Ethanolamine solution, Feed water, Feed water, Gas, Gas mixture, Gas mixture, Hydrazine hydrate, Hydrazine solution, Hydrogen, LCQ-2 filter regeneration solutions, Mains water, Mains water, Nitric acid, Nitric acid solution, Nitrogen, Nitrogen, oil, Overheated water, oxygen, phosphate solution, primary coolant, primary coolant, primary coolant, primary coolant, Pulp, radioactive gas, radioactive gas, radioactive gas, radioactive gas, radioactive liquid, reagents, reagents, Sea water, slime, slurry water, Sodium hydroxide, Steam, Steam, Steam, Steam-air mixture, Steam-water mixture, Steam-water mixture, Steam-water mixture, sulphuric acid, sulphuric acid, washing solution, washing solution, washing solution, washing solution, Zinc Compound Solution, Water, Water, Water, Water, Water, Water, Water, Water, Water, Water, Water, Water, Water, Water, Water, Water, Water, Water, Water, Water, Water, Water, Water, Water, drainage | [5 empty] | yes
217 | цкб п99199-300-03 dn 300.0 mm pd 1.0 mpa td 60 oc вода промконтура/intermediate circuit water dn 300.0 мм рр 1.0 мпа тр 60 ос | 50pgb82aa002 | carbon steel with protection flanges - carbon steelCSер.SS с вкладышем | , 4/ ii | вне оболочки; среда- вода промконтура (обессоленная вода с добавлением ингибиторов коррозии-тринатрий фосфат); угл. сталь с вкладышем ответные фланцы- угл. сталь; конструкция соосная; l=142 мм; h=640 мм; разделка кромок патрубков: тип разделки- 1-24-1(с-24-1) dn х s,мм- 325x8 др,мм- 311(+0,52); tср 25 с, не более; стяжное (межфланцевое), между ответными фланцами под приварку к трубопроводу и крепежом, поставляемыми комплектно outside containment; media- waterintermediate circuit (demineralized waterwith addition ofinhibitors of corrosion-trisodium phosphate); insert cs returm flanges- cs; co-axial structure; l=142 mm; h=640 mm; nozzle edge preparation: type- 1-24-1(s-24-1) dn х s,mm- 325x8 др,mm- 311(+0,52); time of actuation 25 s, not above; tightening connection (inter-flange), between counter-flanges for welding to pipeline and fastener supplied in completion with equipment | qnc | 1 | Butterfly valve | 106 | pcs. шт. |  | затвор дисковый цкб п99199-300-03 маткорп=сталь углеродистая 25л dn=300 p=1мпа рабср=вода промконтура спосприсоед=межфланцевый с ответными фланцами спосупр=встроенный электропривод tрасч=60 °с прив=мэоф-250/25-0.25м-97ка pприв=430вт 4 н ii с крепежом и прокладками ту 3741-056-34390194-2004 | 2.исуп.1105975125 | t3/iii | 1041694 | 50uqa-основная насосная станция /main pumping station | 2022-02-15 00:00:00 | 106 | 0 | 0 | 0 | 9(ож1)/iii |  | 110.7.155.16 | 2788 |  | tu 3741-056-34390194-2004 ту 3741-056-34390194-2004; r01.kk34.0.0.sr.tt.wd001; дтт | 1 |  | , Manual, Hydraulic, BS, self-operated, Pneumatic | yes |  | Acid, Acid, Acid, Aggressive water, Aggressive water, Aggressive water, Air, Air, Alkali, Alkali, Alkali, Alkali solution, Ammonia, Ammonia solution, Blowdown water, Boric acid solution, Boric acid solution, Boric acid solution, Boric acid solution, Boric acid solution, Boric acid solution, Boric acid solution, Boric concentrate, Boric concentrate, bottoms liquid, caustic soda, Chemical, Chilled water, Chilled water, coagulant, coagulant solution, Compressed air, Condensate, Condensate, Condensate, Condensate, Condensate, Condensate, Decontamination solution, Decontamination solution, Desalted water, Desalted water, Distillate, Distillate, Ethanolamine solution, Feed water, Feed water, Gas, Gas mixture, Gas mixture, Hydrazine hydrate, Hydrazine solution, Hydrogen, LCQ-2 filter regeneration solutions, Mains water, Mains water, Nitric acid, Nitric acid solution, Nitrogen, Nitrogen, oil, Overheated water, oxygen, phosphate solution, primary coolant, primary coolant, primary coolant, primary coolant, Pulp, radioactive gas, radioactive gas, radioactive gas, radioactive gas, radioactive liquid, reagents, reagents, Sea water, slime, slurry water, Sodium hydroxide, Steam, Steam, Steam, Steam-air mixture, Steam-water mixture, Steam-water mixture, Steam-water mixture, sulphuric acid, sulphuric acid, washing solution, washing solution, washing solution, washing solution, Zinc Compound Solution, Water, Water, Water, Water, Water, Water, Water, Water, Water, Water, Water, Water, Water, Water, Water, Water, Water, Water, Water, Water, Water, Water, Water, Water, drainage | [5 empty] | yes
218 | цкб п99199-300-03 dn 300.0 mm pd 1.0 mpa td 60 oc вода промконтура/intermediate circuit water dn 300.0 мм рр 1.0 мпа тр 60 ос | 50pgb83aa002 | carbon steel with protection flanges - carbon steelCSер.SS с вкладышем | , 4/ ii | вне оболочки; среда- вода промконтура (обессоленная вода с добавлением ингибиторов коррозии-тринатрий фосфат); угл. сталь с вкладышем ответные фланцы- угл. сталь; конструкция соосная; l=142 мм; h=640 мм; разделка кромок патрубков: тип разделки- 1-24-1(с-24-1) dn х s,мм- 325x8 др,мм- 311(+0,52); tср 25 с, не более; стяжное (межфланцевое), между ответными фланцами под приварку к трубопроводу и крепежом, поставляемыми комплектно outside containment; media- waterintermediate circuit (demineralized waterwith addition ofinhibitors of corrosion-trisodium phosphate); insert cs returm flanges- cs; co-axial structure; l=142 mm; h=640 mm; nozzle edge preparation: type- 1-24-1(s-24-1) dn х s,mm- 325x8 др,mm- 311(+0,52); time of actuation 25 s, not above; tightening connection (inter-flange), between counter-flanges for welding to pipeline and fastener supplied in completion with equipment | qnc | 1 | Butterfly valve | 106 | pcs. шт. |  | затвор дисковый цкб п99199-300-03 маткорп=сталь углеродистая 25л dn=300 p=1мпа рабср=вода промконтура спосприсоед=межфланцевый с ответными фланцами спосупр=встроенный электропривод tрасч=60 °с прив=мэоф-250/25-0.25м-97ка pприв=430вт 4 н ii с крепежом и прокладками ту 3741-056-34390194-2004 | 2.исуп.1105975126 | t3/iii | 1041694 | 50uqa-основная насосная станция /main pumping station | 2022-02-15 00:00:00 | 106 | 0 | 0 | 0 | 9(ож1)/iii |  | 110.7.155.16 | 2789 |  | tu 3741-056-34390194-2004 ту 3741-056-34390194-2004; r01.kk34.0.0.sr.tt.wd001; дтт | 1 |  | , Manual, Hydraulic, BS, self-operated, Pneumatic | yes |  | Acid, Acid, Acid, Aggressive water, Aggressive water, Aggressive water, Air, Air, Alkali, Alkali, Alkali, Alkali solution, Ammonia, Ammonia solution, Blowdown water, Boric acid solution, Boric acid solution, Boric acid solution, Boric acid solution, Boric acid solution, Boric acid solution, Boric acid solution, Boric concentrate, Boric concentrate, bottoms liquid, caustic soda, Chemical, Chilled water, Chilled water, coagulant, coagulant solution, Compressed air, Condensate, Condensate, Condensate, Condensate, Condensate, Condensate, Decontamination solution, Decontamination solution, Desalted water, Desalted water, Distillate, Distillate, Ethanolamine solution, Feed water, Feed water, Gas, Gas mixture, Gas mixture, Hydrazine hydrate, Hydrazine solution, Hydrogen, LCQ-2 filter regeneration solutions, Mains water, Mains water, Nitric acid, Nitric acid solution, Nitrogen, Nitrogen, oil, Overheated water, oxygen, phosphate solution, primary coolant, primary coolant, primary coolant, primary coolant, Pulp, radioactive gas, radioactive gas, radioactive gas, radioactive gas, radioactive liquid, reagents, reagents, Sea water, slime, slurry water, Sodium hydroxide, Steam, Steam, Steam, Steam-air mixture, Steam-water mixture, Steam-water mixture, Steam-water mixture, sulphuric acid, sulphuric acid, washing solution, washing solution, washing solution, washing solution, Zinc Compound Solution, Water, Water, Water, Water, Water, Water, Water, Water, Water, Water, Water, Water, Water, Water, Water, Water, Water, Water, Water, Water, Water, Water, Water, Water, drainage | [5 empty] | yes
219 | цкб п99199-150-01 dn 150.0 mm pd 1.0 mpa td 60 oc вода промконтура / intermediate circuit water dn 150.0 мм рр 1.0 мпа тр 60 ос | 50pgb21aa101 | carbon steel with protection flanges - carbon steelCSер.SS с вкладышем ответные фланцы- CS. SS | , 4/ ii | вне оболочки; по типу - с замком; конструкция соосная; l=176 мм; h=330 мм; разделка кромок патрубков:тип разделки- 1-23 (с-23) dn х s,мм- 159x5 др,мм- 151(+0,4); среда - вода промконтура с добавлением тринатрий фосфата; стяжное (межфланцевое), между ответными фланцами под приварку к трубопроводу и крепежом, поставляемыми комплектно outside containment; as per type - with lock; co-axial structure; l=176 mm; h=330 mm; nozzle edge preparation:type- 1-23 (s-23) dn х s,mm- 159x5 др,mm- 151(+0,4); media - waterintermediate circuit with addition oftrisodium phosphate. tightening connection (inter-flange), between counter-flanges for welding to pipeline and fastener supplied in completion with equipment | qnc | 1 | Butterfly valve | 38 | pcs. шт. |  | затвор дисковый цкб п99199-150-01 маткорп=сплав титановый dn=150 p=1мпа рабср=вода морская спосприсоед=межфланцевый спосупр=привод ручной tрасч=60 °с 4 н ii ту 3741-056-34390194-2004 | 2.исуп.1105974246 | t3/iii | 1016557 | 50uma - здание турбины /turbine hall | 2022-01-10 00:00:00 | 38 | 0 | 0 | 0 | 9(ож1)/iii |  | 110.7.156.5 | 2790 |  | tu 3741-056-34390194-2004 ту 3741-056-34390194-2004; r01.kk34.0.0.sr.tt.wd001; дтт | 1 |  | , Manual, Hydraulic, BS, self-operated, Pneumatic | yes |  | Acid, Acid, Acid, Aggressive water, Aggressive water, Aggressive water, Air, Air, Alkali, Alkali, Alkali, Alkali solution, Ammonia, Ammonia solution, Blowdown water, Boric acid solution, Boric acid solution, Boric acid solution, Boric acid solution, Boric acid solution, Boric acid solution, Boric acid solution, Boric concentrate, Boric concentrate, bottoms liquid, caustic soda, Chemical, Chilled water, Chilled water, coagulant, coagulant solution, Compressed air, Condensate, Condensate, Condensate, Condensate, Condensate, Condensate, Decontamination solution, Decontamination solution, Desalted water, Desalted water, Distillate, Distillate, Ethanolamine solution, Feed water, Feed water, Gas, Gas mixture, Gas mixture, Hydrazine hydrate, Hydrazine solution, Hydrogen, LCQ-2 filter regeneration solutions, Mains water, Mains water, Nitric acid, Nitric acid solution, Nitrogen, Nitrogen, oil, Overheated water, oxygen, phosphate solution, primary coolant, primary coolant, primary coolant, primary coolant, Pulp, radioactive gas, radioactive gas, radioactive gas, radioactive gas, radioactive liquid, reagents, reagents, Sea water, slime, slurry water, Sodium hydroxide, Steam, Steam, Steam, Steam-air mixture, Steam-water mixture, Steam-water mixture, Steam-water mixture, sulphuric acid, sulphuric acid, washing solution, washing solution, washing solution, washing solution, Zinc Compound Solution, Water, Water, Water, Water, Water, Water, Water, Water, Water, Water, Water, Water, Water, Water, Water, Water, Water, Water, Water, Water, Water, Water, Water, Water, drainage | [5 empty] | yes
220 | цкб п99199-150-01 dn 150.0 mm pd 1.0 mpa td 60 oc вода промконтура / intermediate circuit water dn 150.0 мм рр 1.0 мпа тр 60 ос | 50pgb21aa103 | carbon steel with protection flanges - carbon steelCSер.SS с вкладышем ответные фланцы- CS. SS | , 4/ ii | вне оболочки; по типу - с замком; конструкция соосная; l=176 мм; h=330 мм; разделка кромок патрубков:тип разделки- 1-23 (с-23) dn х s,мм- 159x5 др,мм- 151(+0,4); среда - вода промконтура с добавлением тринатрий фосфата; стяжное (межфланцевое), между ответными фланцами под приварку к трубопроводу и крепежом, поставляемыми комплектно outside containment; as per type - with lock; co-axial structure; l=176 mm; h=330 mm; nozzle edge preparation:type- 1-23 (s-23) dn х s,mm- 159x5 др,mm- 151(+0,4); media - waterintermediate circuit with addition oftrisodium phosphate. tightening connection (inter-flange), between counter-flanges for welding to pipeline and fastener supplied in completion with equipment | qnc | 1 | Butterfly valve | 38 | pcs. шт. |  | затвор дисковый цкб п99199-150-01 маткорп=сплав титановый dn=150 p=1мпа рабср=вода морская спосприсоед=межфланцевый спосупр=привод ручной tрасч=60 °с 4 н ii ту 3741-056-34390194-2004 | 2.исуп.1105974247 | t3/iii | 1016557 | 50uma - здание турбины /turbine hall | 2022-01-10 00:00:00 | 38 | 0 | 0 | 0 | 9(ож1)/iii |  | 110.7.156.5 | 2791 |  | tu 3741-056-34390194-2004 ту 3741-056-34390194-2004; r01.kk34.0.0.sr.tt.wd001; дтт | 1 |  | , Manual, Hydraulic, BS, self-operated, Pneumatic | yes |  | Acid, Acid, Acid, Aggressive water, Aggressive water, Aggressive water, Air, Air, Alkali, Alkali, Alkali, Alkali solution, Ammonia, Ammonia solution, Blowdown water, Boric acid solution, Boric acid solution, Boric acid solution, Boric acid solution, Boric acid solution, Boric acid solution, Boric acid solution, Boric concentrate, Boric concentrate, bottoms liquid, caustic soda, Chemical, Chilled water, Chilled water, coagulant, coagulant solution, Compressed air, Condensate, Condensate, Condensate, Condensate, Condensate, Condensate, Decontamination solution, Decontamination solution, Desalted water, Desalted water, Distillate, Distillate, Ethanolamine solution, Feed water, Feed water, Gas, Gas mixture, Gas mixture, Hydrazine hydrate, Hydrazine solution, Hydrogen, LCQ-2 filter regeneration solutions, Mains water, Mains water, Nitric acid, Nitric acid solution, Nitrogen, Nitrogen, oil, Overheated water, oxygen, phosphate solution, primary coolant, primary coolant, primary coolant, primary coolant, Pulp, radioactive gas, radioactive gas, radioactive gas, radioactive gas, radioactive liquid, reagents, reagents, Sea water, slime, slurry water, Sodium hydroxide, Steam, Steam, Steam, Steam-air mixture, Steam-water mixture, Steam-water mixture, Steam-water mixture, sulphuric acid, sulphuric acid, washing solution, washing solution, washing solution, washing solution, Zinc Compound Solution, Water, Water, Water, Water, Water, Water, Water, Water, Water, Water, Water, Water, Water, Water, Water, Water, Water, Water, Water, Water, Water, Water, Water, Water, drainage | [5 empty] | yes
221 | цкб п99199-150-01 dn 150.0 mm pd 1.0 mpa td 60 oc вода промконтура / intermediate circuit water dn 150.0 мм рр 1.0 мпа тр 60 ос | 50pgb22aa101 | carbon steel with protection flanges - carbon steelCSер.SS с вкладышем ответные фланцы- CS. SS | , 4/ ii | вне оболочки; по типу - с замком; конструкция соосная; l=176 мм; h=330 мм; разделка кромок патрубков:тип разделки- 1-23 (с-23) dn х s,мм- 159x5 др,мм- 151(+0,4); среда - вода промконтура с добавлением тринатрий фосфата; стяжное (межфланцевое), между ответными фланцами под приварку к трубопроводу и крепежом, поставляемыми комплектно outside containment; as per type - with lock; co-axial structure; l=176 mm; h=330 mm; nozzle edge preparation:type- 1-23 (s-23) dn х s,mm- 159x5 др,mm- 151(+0,4); media - waterintermediate circuit with addition oftrisodium phosphate. tightening connection (inter-flange), between counter-flanges for welding to pipeline and fastener supplied in completion with equipment | qnc | 1 | Butterfly valve | 38 | pcs. шт. |  | затвор дисковый цкб п99199-150-01 маткорп=сплав титановый dn=150 p=1мпа рабср=вода морская спосприсоед=межфланцевый спосупр=привод ручной tрасч=60 °с 4 н ii ту 3741-056-34390194-2004 | 2.исуп.1105974248 | t3/iii | 1016557 | 50uma - здание турбины /turbine hall | 2022-01-10 00:00:00 | 38 | 0 | 0 | 0 | 9(ож1)/iii |  | 110.7.156.5 | 2792 |  | tu 3741-056-34390194-2004 ту 3741-056-34390194-2004; r01.kk34.0.0.sr.tt.wd001; дтт | 1 |  | , Manual, Hydraulic, BS, self-operated, Pneumatic | yes |  | Acid, Acid, Acid, Aggressive water, Aggressive water, Aggressive water, Air, Air, Alkali, Alkali, Alkali, Alkali solution, Ammonia, Ammonia solution, Blowdown water, Boric acid solution, Boric acid solution, Boric acid solution, Boric acid solution, Boric acid solution, Boric acid solution, Boric acid solution, Boric concentrate, Boric concentrate, bottoms liquid, caustic soda, Chemical, Chilled water, Chilled water, coagulant, coagulant solution, Compressed air, Condensate, Condensate, Condensate, Condensate, Condensate, Condensate, Decontamination solution, Decontamination solution, Desalted water, Desalted water, Distillate, Distillate, Ethanolamine solution, Feed water, Feed water, Gas, Gas mixture, Gas mixture, Hydrazine hydrate, Hydrazine solution, Hydrogen, LCQ-2 filter regeneration solutions, Mains water, Mains water, Nitric acid, Nitric acid solution, Nitrogen, Nitrogen, oil, Overheated water, oxygen, phosphate solution, primary coolant, primary coolant, primary coolant, primary coolant, Pulp, radioactive gas, radioactive gas, radioactive gas, radioactive gas, radioactive liquid, reagents, reagents, Sea water, slime, slurry water, Sodium hydroxide, Steam, Steam, Steam, Steam-air mixture, Steam-water mixture, Steam-water mixture, Steam-water mixture, sulphuric acid, sulphuric acid, washing solution, washing solution, washing solution, washing solution, Zinc Compound Solution, Water, Water, Water, Water, Water, Water, Water, Water, Water, Water, Water, Water, Water, Water, Water, Water, Water, Water, Water, Water, Water, Water, Water, Water, drainage | [5 empty] | yes
222 | цкб п99199-150-01 dn 150.0 mm pd 1.0 mpa td 60 oc вода промконтура / intermediate circuit water dn 150.0 мм рр 1.0 мпа тр 60 ос | 50pgb22aa103 | carbon steel with protection flanges - carbon steelCSер.SS с вкладышем ответные фланцы- CS. SS | , 4/ ii | вне оболочки; по типу - с замком; конструкция соосная; l=176 мм; h=330 мм; разделка кромок патрубков:тип разделки- 1-23 (с-23) dn х s,мм- 159x5 др,мм- 151(+0,4); среда - вода промконтура с добавлением тринатрий фосфата; стяжное (межфланцевое), между ответными фланцами под приварку к трубопроводу и крепежом, поставляемыми комплектно outside containment; as per type - with lock; co-axial structure; l=176 mm; h=330 mm; nozzle edge preparation:type- 1-23 (s-23) dn х s,mm- 159x5 др,mm- 151(+0,4); media - waterintermediate circuit with addition oftrisodium phosphate. tightening connection (inter-flange), between counter-flanges for welding to pipeline and fastener supplied in completion with equipment | qnc | 1 | Butterfly valve | 38 | pcs. шт. |  | затвор дисковый цкб п99199-150-01 маткорп=сплав титановый dn=150 p=1мпа рабср=вода морская спосприсоед=межфланцевый спосупр=привод ручной tрасч=60 °с 4 н ii ту 3741-056-34390194-2004 | 2.исуп.1105974249 | t3/iii | 1016557 | 50uma - здание турбины /turbine hall | 2022-01-10 00:00:00 | 38 | 0 | 0 | 0 | 9(ож1)/iii |  | 110.7.156.5 | 2793 |  | tu 3741-056-34390194-2004 ту 3741-056-34390194-2004; r01.kk34.0.0.sr.tt.wd001; дтт | 1 |  | , Manual, Hydraulic, BS, self-operated, Pneumatic | yes |  | Acid, Acid, Acid, Aggressive water, Aggressive water, Aggressive water, Air, Air, Alkali, Alkali, Alkali, Alkali solution, Ammonia, Ammonia solution, Blowdown water, Boric acid solution, Boric acid solution, Boric acid solution, Boric acid solution, Boric acid solution, Boric acid solution, Boric acid solution, Boric concentrate, Boric concentrate, bottoms liquid, caustic soda, Chemical, Chilled water, Chilled water, coagulant, coagulant solution, Compressed air, Condensate, Condensate, Condensate, Condensate, Condensate, Condensate, Decontamination solution, Decontamination solution, Desalted water, Desalted water, Distillate, Distillate, Ethanolamine solution, Feed water, Feed water, Gas, Gas mixture, Gas mixture, Hydrazine hydrate, Hydrazine solution, Hydrogen, LCQ-2 filter regeneration solutions, Mains water, Mains water, Nitric acid, Nitric acid solution, Nitrogen, Nitrogen, oil, Overheated water, oxygen, phosphate solution, primary coolant, primary coolant, primary coolant, primary coolant, Pulp, radioactive gas, radioactive gas, radioactive gas, radioactive gas, radioactive liquid, reagents, reagents, Sea water, slime, slurry water, Sodium hydroxide, Steam, Steam, Steam, Steam-air mixture, Steam-water mixture, Steam-water mixture, Steam-water mixture, sulphuric acid, sulphuric acid, washing solution, washing solution, washing solution, washing solution, Zinc Compound Solution, Water, Water, Water, Water, Water, Water, Water, Water, Water, Water, Water, Water, Water, Water, Water, Water, Water, Water, Water, Water, Water, Water, Water, Water, drainage | [5 empty] | yes
223 | цкб р99507-400-01 dn 400.0 mm pd 1.0 mpa td 60 oc вода промконтура /intermediate circuit water dn 400.0 мм рр 1.0 мпа тр 60 ос | 60pgb11aa001 | carbon steel with protection flanges - carbon steelCSер.SS с вкладышем | , 4/ ii | вне оболочки;угл. сталь с вкладышем ответные фланцы- угл. сталь; конструкция соосная; l=178 мм; h=865 мм; разделка кромок патрубков: тип разделки- 1-24-1(с-24-1) dn х s, мм- 426x9, др,мм- 410(+0,63) ; tср 25 с, не более; стяжное (межфланцевое), между ответными фланцами под приварку к трубопроводу и крепежом, поставляемыми комплектно outside containment;insert cs returm flanges- cs; co-axial structure; l=178 mm; h=865 mm; nozzle edge preparation: type- 1-24-1(s-24-1) dn х s, mm- 426x9, др,mm- 410(+0,63) ; time of actuation 25 s, not above; tightening connection (inter-flange), between counter-flanges for welding to pipeline and fastener supplied in completion with equipment | qnc | 1 | Butterfly valve | 340 | pcs. шт. |  | затвор дисковый цкб р99507-400-01 маткорп=сталь углеродистая 25л dn=400 p=1мпа рабср=вода промконтура спосприсоед=межфланцевый с ответными фланцами спосупр=встроенный электропривод tрасч=60 °с прив=мэоф-1600/25-0.25м-01ка pприв=400вт 4 н ii с крепежом и прокладками ту 3741-056-34390194-2004 | 2.исуп.1105989992 | t3/iii | 1041646 | 60uqa-основная насосная станция /main pumping station | 2022-10-13 00:00:00 | 340 | 0 | 0 | 0 | 9(ож1)/iii |  | 110.7.155.1 | 3971 |  | tu 3741-056-34390194-2004 ту 3741-056-34390194-2004; r01.kk34.0.0.sr.tt.wd001; дтт | 1 |  | , Manual, Hydraulic, BS, self-operated, Pneumatic | yes |  | Acid, Acid, Acid, Aggressive water, Aggressive water, Aggressive water, Air, Air, Alkali, Alkali, Alkali, Alkali solution, Ammonia, Ammonia solution, Blowdown water, Boric acid solution, Boric acid solution, Boric acid solution, Boric acid solution, Boric acid solution, Boric acid solution, Boric acid solution, Boric concentrate, Boric concentrate, bottoms liquid, caustic soda, Chemical, Chilled water, Chilled water, coagulant, coagulant solution, Compressed air, Condensate, Condensate, Condensate, Condensate, Condensate, Condensate, Decontamination solution, Decontamination solution, Desalted water, Desalted water, Distillate, Distillate, Ethanolamine solution, Feed water, Feed water, Gas, Gas mixture, Gas mixture, Hydrazine hydrate, Hydrazine solution, Hydrogen, LCQ-2 filter regeneration solutions, Mains water, Mains water, Nitric acid, Nitric acid solution, Nitrogen, Nitrogen, oil, Overheated water, oxygen, phosphate solution, primary coolant, primary coolant, primary coolant, primary coolant, Pulp, radioactive gas, radioactive gas, radioactive gas, radioactive gas, radioactive liquid, reagents, reagents, Sea water, slime, slurry water, Sodium hydroxide, Steam, Steam, Steam, Steam-air mixture, Steam-water mixture, Steam-water mixture, Steam-water mixture, sulphuric acid, sulphuric acid, washing solution, washing solution, washing solution, washing solution, Zinc Compound Solution, Water, Water, Water, Water, Water, Water, Water, Water, Water, Water, Water, Water, Water, Water, Water, Water, Water, Water, Water, Water, Water, Water, Water, Water, drainage | [5 empty] | yes
224 | цкб п99199-300-03 dn 300.0 mm pd 1.0 mpa td 60 oc вода промконтура/intermediate circuit water dn 300.0 мм рр 1.0 мпа тр 60 ос | 60pgb81aa002 | carbon steel with protection flanges - carbon steelCSер.SS с вкладышем | , 4/ ii | вне оболочки; среда- вода промконтура (обессоленная вода с добавлением ингибиторов коррозии-тринатрий фосфат); угл. сталь с вкладышем ответные фланцы- угл. сталь; конструкция соосная; l=142 мм; h=640 мм; разделка кромок патрубков: тип разделки- 1-24-1(с-24-1) dn х s,мм- 325x8 др,мм- 311(+0,52); tср 25 с, не более; стяжное (межфланцевое), между ответными фланцами под приварку к трубопроводу и крепежом, поставляемыми комплектно outside containment; media- waterintermediate circuit (demineralized waterwith addition ofinhibitors of corrosion-trisodium phosphate); insert cs returm flanges- cs; co-axial structure; l=142 mm; h=640 mm; nozzle edge preparation: type- 1-24-1(s-24-1) dn х s,mm- 325x8 др,mm- 311(+0,52); time of actuation 25 s, not above; tightening connection (inter-flange), between counter-flanges for welding to pipeline and fastener supplied in completion with equipment | qnc | 1 | Butterfly valve | 106 | pcs. шт. |  | затвор дисковый цкб п99199-300-03 маткорп=сталь углеродистая 25л dn=300 p=1мпа рабср=вода промконтура спосприсоед=межфланцевый с ответными фланцами спосупр=встроенный электропривод tрасч=60 °с прив=мэоф-250/25-0.25м-97ка pприв=430вт 4 н ii с крепежом и прокладками ту 3741-056-34390194-2004 | 2.исуп.1105989996 | t3/iii | 1041694 | 60uqa-основная насосная станция /main pumping station | 2022-10-07 00:00:00 | 106 | 0 | 0 | 0 | 9(ож1)/iii |  | 110.7.155.16 | 3972 |  | tu 3741-056-34390194-2004 ту 3741-056-34390194-2004; r01.kk34.0.0.sr.tt.wd001; дтт | 1 |  | , Manual, Hydraulic, BS, self-operated, Pneumatic | yes |  | Acid, Acid, Acid, Aggressive water, Aggressive water, Aggressive water, Air, Air, Alkali, Alkali, Alkali, Alkali solution, Ammonia, Ammonia solution, Blowdown water, Boric acid solution, Boric acid solution, Boric acid solution, Boric acid solution, Boric acid solution, Boric acid solution, Boric acid solution, Boric concentrate, Boric concentrate, bottoms liquid, caustic soda, Chemical, Chilled water, Chilled water, coagulant, coagulant solution, Compressed air, Condensate, Condensate, Condensate, Condensate, Condensate, Condensate, Decontamination solution, Decontamination solution, Desalted water, Desalted water, Distillate, Distillate, Ethanolamine solution, Feed water, Feed water, Gas, Gas mixture, Gas mixture, Hydrazine hydrate, Hydrazine solution, Hydrogen, LCQ-2 filter regeneration solutions, Mains water, Mains water, Nitric acid, Nitric acid solution, Nitrogen, Nitrogen, oil, Overheated water, oxygen, phosphate solution, primary coolant, primary coolant, primary coolant, primary coolant, Pulp, radioactive gas, radioactive gas, radioactive gas, radioactive gas, radioactive liquid, reagents, reagents, Sea water, slime, slurry water, Sodium hydroxide, Steam, Steam, Steam, Steam-air mixture, Steam-water mixture, Steam-water mixture, Steam-water mixture, sulphuric acid, sulphuric acid, washing solution, washing solution, washing solution, washing solution, Zinc Compound Solution, Water, Water, Water, Water, Water, Water, Water, Water, Water, Water, Water, Water, Water, Water, Water, Water, Water, Water, Water, Water, Water, Water, Water, Water, drainage | [5 empty] | yes
225 | цкб п99199-300-03 dn 300.0 mm pd 1.0 mpa td 60 oc вода промконтура/intermediate circuit water dn 300.0 мм рр 1.0 мпа тр 60 ос | 60pgb82aa002 | carbon steel with protection flanges - carbon steelCSер.SS с вкладышем | , 4/ ii | вне оболочки; среда- вода промконтура (обессоленная вода с добавлением ингибиторов коррозии-тринатрий фосфат); угл. сталь с вкладышем ответные фланцы- угл. сталь; конструкция соосная; l=142 мм; h=640 мм; разделка кромок патрубков: тип разделки- 1-24-1(с-24-1) dn х s,мм- 325x8 др,мм- 311(+0,52); tср 25 с, не более; стяжное (межфланцевое), между ответными фланцами под приварку к трубопроводу и крепежом, поставляемыми комплектно outside containment; media- waterintermediate circuit (demineralized waterwith addition ofinhibitors of corrosion-trisodium phosphate); insert cs returm flanges- cs; co-axial structure; l=142 mm; h=640 mm; nozzle edge preparation: type- 1-24-1(s-24-1) dn х s,mm- 325x8 др,mm- 311(+0,52); time of actuation 25 s, not above; tightening connection (inter-flange), between counter-flanges for welding to pipeline and fastener supplied in completion with equipment | qnc | 1 | Butterfly valve | 106 | pcs. шт. |  | затвор дисковый цкб п99199-300-03 маткорп=сталь углеродистая 25л dn=300 p=1мпа рабср=вода промконтура спосприсоед=межфланцевый с ответными фланцами спосупр=встроенный электропривод tрасч=60 °с прив=мэоф-250/25-0.25м-97ка pприв=430вт 4 н ii с крепежом и прокладками ту 3741-056-34390194-2004 | 2.исуп.1105989997 | t3/iii | 1041694 | 60uqa-основная насосная станция /main pumping station | 2022-10-07 00:00:00 | 106 | 0 | 0 | 0 | 9(ож1)/iii |  | 110.7.155.16 | 3973 |  | tu 3741-056-34390194-2004 ту 3741-056-34390194-2004; r01.kk34.0.0.sr.tt.wd001; дтт | 1 |  | , Manual, Hydraulic, BS, self-operated, Pneumatic | yes |  | Acid, Acid, Acid, Aggressive water, Aggressive water, Aggressive water, Air, Air, Alkali, Alkali, Alkali, Alkali solution, Ammonia, Ammonia solution, Blowdown water, Boric acid solution, Boric acid solution, Boric acid solution, Boric acid solution, Boric acid solution, Boric acid solution, Boric acid solution, Boric concentrate, Boric concentrate, bottoms liquid, caustic soda, Chemical, Chilled water, Chilled water, coagulant, coagulant solution, Compressed air, Condensate, Condensate, Condensate, Condensate, Condensate, Condensate, Decontamination solution, Decontamination solution, Desalted water, Desalted water, Distillate, Distillate, Ethanolamine solution, Feed water, Feed water, Gas, Gas mixture, Gas mixture, Hydrazine hydrate, Hydrazine solution, Hydrogen, LCQ-2 filter regeneration solutions, Mains water, Mains water, Nitric acid, Nitric acid solution, Nitrogen, Nitrogen, oil, Overheated water, oxygen, phosphate solution, primary coolant, primary coolant, primary coolant, primary coolant, Pulp, radioactive gas, radioactive gas, radioactive gas, radioactive gas, radioactive liquid, reagents, reagents, Sea water, slime, slurry water, Sodium hydroxide, Steam, Steam, Steam, Steam-air mixture, Steam-water mixture, Steam-water mixture, Steam-water mixture, sulphuric acid, sulphuric acid, washing solution, washing solution, washing solution, washing solution, Zinc Compound Solution, Water, Water, Water, Water, Water, Water, Water, Water, Water, Water, Water, Water, Water, Water, Water, Water, Water, Water, Water, Water, Water, Water, Water, Water, drainage | [5 empty] | yes
226 | цкб п99199-300-03 dn 300.0 mm pd 1.0 mpa td 60 oc вода промконтура/intermediate circuit water dn 300.0 мм рр 1.0 мпа тр 60 ос | 60pgb83aa002 | carbon steel with protection flanges - carbon steelCSер.SS с вкладышем | , 4/ ii | вне оболочки; среда- вода промконтура (обессоленная вода с добавлением ингибиторов коррозии-тринатрий фосфат); угл. сталь с вкладышем ответные фланцы- угл. сталь; конструкция соосная; l=142 мм; h=640 мм; разделка кромок патрубков: тип разделки- 1-24-1(с-24-1) dn х s,мм- 325x8 др,мм- 311(+0,52); tср 25 с, не более; стяжное (межфланцевое), между ответными фланцами под приварку к трубопроводу и крепежом, поставляемыми комплектно outside containment; media- waterintermediate circuit (demineralized waterwith addition ofinhibitors of corrosion-trisodium phosphate); insert cs returm flanges- cs; co-axial structure; l=142 mm; h=640 mm; nozzle edge preparation: type- 1-24-1(s-24-1) dn х s,mm- 325x8 др,mm- 311(+0,52); time of actuation 25 s, not above; tightening connection (inter-flange), between counter-flanges for welding to pipeline and fastener supplied in completion with equipment | qnc | 1 | Butterfly valve | 106 | pcs. шт. |  | затвор дисковый цкб п99199-300-03 маткорп=сталь углеродистая 25л dn=300 p=1мпа рабср=вода промконтура спосприсоед=межфланцевый с ответными фланцами спосупр=встроенный электропривод tрасч=60 °с прив=мэоф-250/25-0.25м-97ка pприв=430вт 4 н ii с крепежом и прокладками ту 3741-056-34390194-2004 | 2.исуп.1105989998 | t3/iii | 1041694 | 60uqa-основная насосная станция /main pumping station | 2022-10-07 00:00:00 | 106 | 0 | 0 | 0 | 9(ож1)/iii |  | 110.7.155.16 | 3974 |  | tu 3741-056-34390194-2004 ту 3741-056-34390194-2004; r01.kk34.0.0.sr.tt.wd001; дтт | 1 |  | , Manual, Hydraulic, BS, self-operated, Pneumatic | yes |  | Acid, Acid, Acid, Aggressive water, Aggressive water, Aggressive water, Air, Air, Alkali, Alkali, Alkali, Alkali solution, Ammonia, Ammonia solution, Blowdown water, Boric acid solution, Boric acid solution, Boric acid solution, Boric acid solution, Boric acid solution, Boric acid solution, Boric acid solution, Boric concentrate, Boric concentrate, bottoms liquid, caustic soda, Chemical, Chilled water, Chilled water, coagulant, coagulant solution, Compressed air, Condensate, Condensate, Condensate, Condensate, Condensate, Condensate, Decontamination solution, Decontamination solution, Desalted water, Desalted water, Distillate, Distillate, Ethanolamine solution, Feed water, Feed water, Gas, Gas mixture, Gas mixture, Hydrazine hydrate, Hydrazine solution, Hydrogen, LCQ-2 filter regeneration solutions, Mains water, Mains water, Nitric acid, Nitric acid solution, Nitrogen, Nitrogen, oil, Overheated water, oxygen, phosphate solution, primary coolant, primary coolant, primary coolant, primary coolant, Pulp, radioactive gas, radioactive gas, radioactive gas, radioactive gas, radioactive liquid, reagents, reagents, Sea water, slime, slurry water, Sodium hydroxide, Steam, Steam, Steam, Steam-air mixture, Steam-water mixture, Steam-water mixture, Steam-water mixture, sulphuric acid, sulphuric acid, washing solution, washing solution, washing solution, washing solution, Zinc Compound Solution, Water, Water, Water, Water, Water, Water, Water, Water, Water, Water, Water, Water, Water, Water, Water, Water, Water, Water, Water, Water, Water, Water, Water, Water, drainage | [5 empty] | yes
227 | цкб р99507-400-01 dn 400.0 mm pd 1.0 mpa td 60 oc вода промконтура /intermediate circuit water dn 400.0 мм рр 1.0 мпа тр 60 ос | 60pgb12aa001 | carbon steel with protection flanges - carbon steelCSер.SS с вкладышем | , 4/ ii | вне оболочки;угл. сталь с вкладышем ответные фланцы- угл. сталь; конструкция соосная; l=178 мм; h=865 мм; разделка кромок патрубков: тип разделки- 1-24-1(с-24-1) dn х s, мм- 426x9, др,мм- 410(+0,63) ; tср 25 с, не более; стяжное (межфланцевое), между ответными фланцами под приварку к трубопроводу и крепежом, поставляемыми комплектно outside containment;insert cs returm flanges- cs; co-axial structure; l=178 mm; h=865 mm; nozzle edge preparation: type- 1-24-1(s-24-1) dn х s, mm- 426x9, др,mm- 410(+0,63) ; time of actuation 25 s, not above; tightening connection (inter-flange), between counter-flanges for welding to pipeline and fastener supplied in completion with equipment | qnc | 1 | Butterfly valve | 340 | pcs. шт. |  | затвор дисковый цкб р99507-400-01 маткорп=сталь углеродистая 25л dn=400 p=1мпа рабср=вода промконтура спосприсоед=межфланцевый с ответными фланцами спосупр=встроенный электропривод tрасч=60 °с прив=мэоф-1600/25-0.25м-01ка pприв=400вт 4 н ii с крепежом и прокладками ту 3741-056-34390194-2004 | 2.исуп.1105989999 | t3/iii | 1041646 | 60uqa-основная насосная станция /main pumping station | 2022-10-13 00:00:00 | 340 | 0 | 0 | 0 | 9(ож1)/iii |  | 110.7.155.1 | 3975 |  | tu 3741-056-34390194-2004 ту 3741-056-34390194-2004; r01.kk34.0.0.sr.tt.wd001; дтт | 1 |  | , Manual, Hydraulic, BS, self-operated, Pneumatic | yes |  | Acid, Acid, Acid, Aggressive water, Aggressive water, Aggressive water, Air, Air, Alkali, Alkali, Alkali, Alkali solution, Ammonia, Ammonia solution, Blowdown water, Boric acid solution, Boric acid solution, Boric acid solution, Boric acid solution, Boric acid solution, Boric acid solution, Boric acid solution, Boric concentrate, Boric concentrate, bottoms liquid, caustic soda, Chemical, Chilled water, Chilled water, coagulant, coagulant solution, Compressed air, Condensate, Condensate, Condensate, Condensate, Condensate, Condensate, Decontamination solution, Decontamination solution, Desalted water, Desalted water, Distillate, Distillate, Ethanolamine solution, Feed water, Feed water, Gas, Gas mixture, Gas mixture, Hydrazine hydrate, Hydrazine solution, Hydrogen, LCQ-2 filter regeneration solutions, Mains water, Mains water, Nitric acid, Nitric acid solution, Nitrogen, Nitrogen, oil, Overheated water, oxygen, phosphate solution, primary coolant, primary coolant, primary coolant, primary coolant, Pulp, radioactive gas, radioactive gas, radioactive gas, radioactive gas, radioactive liquid, reagents, reagents, Sea water, slime, slurry water, Sodium hydroxide, Steam, Steam, Steam, Steam-air mixture, Steam-water mixture, Steam-water mixture, Steam-water mixture, sulphuric acid, sulphuric acid, washing solution, washing solution, washing solution, washing solution, Zinc Compound Solution, Water, Water, Water, Water, Water, Water, Water, Water, Water, Water, Water, Water, Water, Water, Water, Water, Water, Water, Water, Water, Water, Water, Water, Water, drainage | [5 empty] | yes
228 | цкб р99507-400-01 dn 400.0 mm pd 1.0 mpa td 60 oc вода промконтура /intermediate circuit water dn 400.0 мм рр 1.0 мпа тр 60 ос | 60pgb13aa001 | carbon steel with protection flanges - carbon steelCSер.SS с вкладышем | , 4/ ii | вне оболочки;угл. сталь с вкладышем ответные фланцы- угл. сталь; конструкция соосная; l=178 мм; h=865 мм; разделка кромок патрубков: тип разделки- 1-24-1(с-24-1) dn х s, мм- 426x9, др,мм- 410(+0,63) ; tср 25 с, не более; стяжное (межфланцевое), между ответными фланцами под приварку к трубопроводу и крепежом, поставляемыми комплектно outside containment;insert cs returm flanges- cs; co-axial structure; l=178 mm; h=865 mm; nozzle edge preparation: type- 1-24-1(s-24-1) dn х s, mm- 426x9, др,mm- 410(+0,63) ; time of actuation 25 s, not above; tightening connection (inter-flange), between counter-flanges for welding to pipeline and fastener supplied in completion with equipment | qnc | 1 | Butterfly valve | 340 | pcs. шт. |  | затвор дисковый цкб р99507-400-01 маткорп=сталь углеродистая 25л dn=400 p=1мпа рабср=вода промконтура спосприсоед=межфланцевый с ответными фланцами спосупр=встроенный электропривод tрасч=60 °с прив=мэоф-1600/25-0.25м-01ка pприв=400вт 4 н ii с крепежом и прокладками ту 3741-056-34390194-2004 | 2.исуп.1105990000 | t3/iii | 1041646 | 60uqa-основная насосная станция /main pumping station | 2022-10-13 00:00:00 | 340 | 0 | 0 | 0 | 9(ож1)/iii |  | 110.7.155.1 | 3976 |  | tu 3741-056-34390194-2004 ту 3741-056-34390194-2004; r01.kk34.0.0.sr.tt.wd001; дтт | 1 |  | , Manual, Hydraulic, BS, self-operated, Pneumatic | yes |  | Acid, Acid, Acid, Aggressive water, Aggressive water, Aggressive water, Air, Air, Alkali, Alkali, Alkali, Alkali solution, Ammonia, Ammonia solution, Blowdown water, Boric acid solution, Boric acid solution, Boric acid solution, Boric acid solution, Boric acid solution, Boric acid solution, Boric acid solution, Boric concentrate, Boric concentrate, bottoms liquid, caustic soda, Chemical, Chilled water, Chilled water, coagulant, coagulant solution, Compressed air, Condensate, Condensate, Condensate, Condensate, Condensate, Condensate, Decontamination solution, Decontamination solution, Desalted water, Desalted water, Distillate, Distillate, Ethanolamine solution, Feed water, Feed water, Gas, Gas mixture, Gas mixture, Hydrazine hydrate, Hydrazine solution, Hydrogen, LCQ-2 filter regeneration solutions, Mains water, Mains water, Nitric acid, Nitric acid solution, Nitrogen, Nitrogen, oil, Overheated water, oxygen, phosphate solution, primary coolant, primary coolant, primary coolant, primary coolant, Pulp, radioactive gas, radioactive gas, radioactive gas, radioactive gas, radioactive liquid, reagents, reagents, Sea water, slime, slurry water, Sodium hydroxide, Steam, Steam, Steam, Steam-air mixture, Steam-water mixture, Steam-water mixture, Steam-water mixture, sulphuric acid, sulphuric acid, washing solution, washing solution, washing solution, washing solution, Zinc Compound Solution, Water, Water, Water, Water, Water, Water, Water, Water, Water, Water, Water, Water, Water, Water, Water, Water, Water, Water, Water, Water, Water, Water, Water, Water, drainage | [5 empty] | yes
229 | цкб р99507-400-01 dn 400.0 mm pd 1.0 mpa td 60 oc обессоленная вода /demineralized water dn 400.0 мм рр 1.0 мпа тр 60 ос | 60pgb81aa001 | carbon steel with protection flanges - carbon steelCSер.SS с вкладышем | , 4/ ii | вне оболочки; угл. сталь с вкладышем ответные фланцы- угл. сталь; l=178 мм; h=865 мм; разделка кромок патрубков: тип разделки- 1-24-1(с-24-1) dn х s,мм- 426x9 др,мм- 410(+0,63); конструкция соосна; tср 25 с, не более; стяжное (межфланцевое), между ответными фланцами под приварку к трубопроводу и крепежом, поставляемыми комплектно outside containment; insert cs returm flanges- cs; l=178 mm; h=865 mm; nozzle edge preparation: type- 1-24-1(s-24-1) dn х s,mm- 426x9 др,mm- 410(+0,63); structure co-axial; time of actuation 25 s, not above; tightening connection (inter-flange), between counter-flanges for welding to pipeline and fastener supplied in completion with equipment | qnc | 1 | Butterfly valve | 340 | pcs. шт. |  | затвор дисковый цкб р99507-400-01 маткорп=сталь углеродистая 25л dn=400 p=1мпа рабср=вода промконтура спосприсоед=межфланцевый с ответными фланцами спосупр=встроенный электропривод tрасч=60 °с прив=мэоф-1600/25-0.25м-01ка pприв=400вт 4 н ii с крепежом и прокладками ту 3741-056-34390194-2004 | 2.исуп.1105990001 | t3/iii | 1041646 | 60uqa-основная насосная станция /main pumping station | 2022-10-07 00:00:00 | 340 | 0 | 0 | 0 | 9(ож1)/iii |  | 110.7.155.4 | 3977 |  | tu 3741-056-34390194-2004 ту 3741-056-34390194-2004; r01.kk34.0.0.sr.tt.wd001; дтт | 1 |  | , Manual, Hydraulic, BS, self-operated, Pneumatic | yes |  | Acid, Acid, Acid, Aggressive water, Aggressive water, Aggressive water, Air, Air, Alkali, Alkali, Alkali, Alkali solution, Ammonia, Ammonia solution, Blowdown water, Boric acid solution, Boric acid solution, Boric acid solution, Boric acid solution, Boric acid solution, Boric acid solution, Boric acid solution, Boric concentrate, Boric concentrate, bottoms liquid, caustic soda, Chemical, Chilled water, Chilled water, coagulant, coagulant solution, Compressed air, Condensate, Condensate, Condensate, Condensate, Condensate, Condensate, Decontamination solution, Decontamination solution, Desalted water, Desalted water, Distillate, Distillate, Ethanolamine solution, Feed water, Feed water, Gas, Gas mixture, Gas mixture, Hydrazine hydrate, Hydrazine solution, Hydrogen, LCQ-2 filter regeneration solutions, Mains water, Mains water, Nitric acid, Nitric acid solution, Nitrogen, Nitrogen, oil, Overheated water, oxygen, phosphate solution, primary coolant, primary coolant, primary coolant, primary coolant, Pulp, radioactive gas, radioactive gas, radioactive gas, radioactive gas, radioactive liquid, reagents, reagents, Sea water, slime, slurry water, Sodium hydroxide, Steam, Steam, Steam, Steam-air mixture, Steam-water mixture, Steam-water mixture, Steam-water mixture, sulphuric acid, sulphuric acid, washing solution, washing solution, washing solution, washing solution, Zinc Compound Solution, Water, Water, Water, Water, Water, Water, Water, Water, Water, Water, Water, Water, Water, Water, Water, Water, Water, Water, Water, Water, Water, Water, Water, Water, drainage | [5 empty] | yes
230 | цкб р99507-400-01 dn 400.0 mm pd 1.0 mpa td 60 oc обессоленная вода /demineralized water dn 400.0 мм рр 1.0 мпа тр 60 ос | 60pgb82aa001 | carbon steel with protection flanges - carbon steelCSер.SS с вкладышем | , 4/ ii | вне оболочки; угл. сталь с вкладышем ответные фланцы- угл. сталь; l=178 мм; h=865 мм; разделка кромок патрубков: тип разделки- 1-24-1(с-24-1) dn х s,мм- 426x9 др,мм- 410(+0,63); конструкция соосна; tср 25 с, не более; стяжное (межфланцевое), между ответными фланцами под приварку к трубопроводу и крепежом, поставляемыми комплектно outside containment; insert cs returm flanges- cs; l=178 mm; h=865 mm; nozzle edge preparation: type- 1-24-1(s-24-1) dn х s,mm- 426x9 др,mm- 410(+0,63); structure co-axial; time of actuation 25 s, not above; tightening connection (inter-flange), between counter-flanges for welding to pipeline and fastener supplied in completion with equipment | qnc | 1 | Butterfly valve | 340 | pcs. шт. |  | затвор дисковый цкб р99507-400-01 маткорп=сталь углеродистая 25л dn=400 p=1мпа рабср=вода промконтура спосприсоед=межфланцевый с ответными фланцами спосупр=встроенный электропривод tрасч=60 °с прив=мэоф-1600/25-0.25м-01ка pприв=400вт 4 н ii с крепежом и прокладками ту 3741-056-34390194-2004 | 2.исуп.1105990002 | t3/iii | 1041646 | 60uqa-основная насосная станция /main pumping station | 2022-10-07 00:00:00 | 340 | 0 | 0 | 0 | 9(ож1)/iii |  | 110.7.155.4 | 3978 |  | tu 3741-056-34390194-2004 ту 3741-056-34390194-2004; r01.kk34.0.0.sr.tt.wd001; дтт | 1 |  | , Manual, Hydraulic, BS, self-operated, Pneumatic | yes |  | Acid, Acid, Acid, Aggressive water, Aggressive water, Aggressive water, Air, Air, Alkali, Alkali, Alkali, Alkali solution, Ammonia, Ammonia solution, Blowdown water, Boric acid solution, Boric acid solution, Boric acid solution, Boric acid solution, Boric acid solution, Boric acid solution, Boric acid solution, Boric concentrate, Boric concentrate, bottoms liquid, caustic soda, Chemical, Chilled water, Chilled water, coagulant, coagulant solution, Compressed air, Condensate, Condensate, Condensate, Condensate, Condensate, Condensate, Decontamination solution, Decontamination solution, Desalted water, Desalted water, Distillate, Distillate, Ethanolamine solution, Feed water, Feed water, Gas, Gas mixture, Gas mixture, Hydrazine hydrate, Hydrazine solution, Hydrogen, LCQ-2 filter regeneration solutions, Mains water, Mains water, Nitric acid, Nitric acid solution, Nitrogen, Nitrogen, oil, Overheated water, oxygen, phosphate solution, primary coolant, primary coolant, primary coolant, primary coolant, Pulp, radioactive gas, radioactive gas, radioactive gas, radioactive gas, radioactive liquid, reagents, reagents, Sea water, slime, slurry water, Sodium hydroxide, Steam, Steam, Steam, Steam-air mixture, Steam-water mixture, Steam-water mixture, Steam-water mixture, sulphuric acid, sulphuric acid, washing solution, washing solution, washing solution, washing solution, Zinc Compound Solution, Water, Water, Water, Water, Water, Water, Water, Water, Water, Water, Water, Water, Water, Water, Water, Water, Water, Water, Water, Water, Water, Water, Water, Water, drainage | [5 empty] | yes
231 | цкб р99507-400-01 dn 400.0 mm pd 1.0 mpa td 60 oc обессоленная вода /demineralized water dn 400.0 мм рр 1.0 мпа тр 60 ос | 60pgb83aa001 | carbon steel with protection flanges - carbon steelCSер.SS с вкладышем | , 4/ ii | вне оболочки; угл. сталь с вкладышем ответные фланцы- угл. сталь; l=178 мм; h=865 мм; разделка кромок патрубков: тип разделки- 1-24-1(с-24-1) dn х s,мм- 426x9 др,мм- 410(+0,63); конструкция соосна; tср 25 с, не более; стяжное (межфланцевое), между ответными фланцами под приварку к трубопроводу и крепежом, поставляемыми комплектно outside containment; insert cs returm flanges- cs; l=178 mm; h=865 mm; nozzle edge preparation: type- 1-24-1(s-24-1) dn х s,mm- 426x9 др,mm- 410(+0,63); structure co-axial; time of actuation 25 s, not above; tightening connection (inter-flange), between counter-flanges for welding to pipeline and fastener supplied in completion with equipment | qnc | 1 | Butterfly valve | 340 | pcs. шт. |  | затвор дисковый цкб р99507-400-01 маткорп=сталь углеродистая 25л dn=400 p=1мпа рабср=вода промконтура спосприсоед=межфланцевый с ответными фланцами спосупр=встроенный электропривод tрасч=60 °с прив=мэоф-1600/25-0.25м-01ка pприв=400вт 4 н ii с крепежом и прокладками ту 3741-056-34390194-2004 | 2.исуп.1105990003 | t3/iii | 1041646 | 60uqa-основная насосная станция /main pumping station | 2022-10-07 00:00:00 | 340 | 0 | 0 | 0 | 9(ож1)/iii |  | 110.7.155.4 | 3979 |  | tu 3741-056-34390194-2004 ту 3741-056-34390194-2004; r01.kk34.0.0.sr.tt.wd001; дтт | 1 |  | , Manual, Hydraulic, BS, self-operated, Pneumatic | yes |  | Acid, Acid, Acid, Aggressive water, Aggressive water, Aggressive water, Air, Air, Alkali, Alkali, Alkali, Alkali solution, Ammonia, Ammonia solution, Blowdown water, Boric acid solution, Boric acid solution, Boric acid solution, Boric acid solution, Boric acid solution, Boric acid solution, Boric acid solution, Boric concentrate, Boric concentrate, bottoms liquid, caustic soda, Chemical, Chilled water, Chilled water, coagulant, coagulant solution, Compressed air, Condensate, Condensate, Condensate, Condensate, Condensate, Condensate, Decontamination solution, Decontamination solution, Desalted water, Desalted water, Distillate, Distillate, Ethanolamine solution, Feed water, Feed water, Gas, Gas mixture, Gas mixture, Hydrazine hydrate, Hydrazine solution, Hydrogen, LCQ-2 filter regeneration solutions, Mains water, Mains water, Nitric acid, Nitric acid solution, Nitrogen, Nitrogen, oil, Overheated water, oxygen, phosphate solution, primary coolant, primary coolant, primary coolant, primary coolant, Pulp, radioactive gas, radioactive gas, radioactive gas, radioactive gas, radioactive liquid, reagents, reagents, Sea water, slime, slurry water, Sodium hydroxide, Steam, Steam, Steam, Steam-air mixture, Steam-water mixture, Steam-water mixture, Steam-water mixture, sulphuric acid, sulphuric acid, washing solution, washing solution, washing solution, washing solution, Zinc Compound Solution, Water, Water, Water, Water, Water, Water, Water, Water, Water, Water, Water, Water, Water, Water, Water, Water, Water, Water, Water, Water, Water, Water, Water, Water, drainage | [5 empty] | yes
232 | цкб п99199-150-01 dn 150.0 mm pd 1.0 mpa td 60 oc вода промконтура / intermediate circuit water dn 150.0 мм рр 1.0 мпа тр 60 ос | 60pgb21aa101 | carbon steel with protection flanges - carbon steelCSер.SS с вкладышем ответные фланцы- CS. SS | , 4/ ii | вне оболочки; по типу - с замком; конструкция соосная; l=176 мм; h=330 мм; разделка кромок патрубков:тип разделки- 1-23 (с-23) dn х s,мм- 159x5 др,мм- 151(+0,4); среда - вода промконтура с добавлением тринатрий фосфата; стяжное (межфланцевое), между ответными фланцами под приварку к трубопроводу и крепежом, поставляемыми комплектно outside containment; as per type - with lock; co-axial structure; l=176 mm; h=330 mm; nozzle edge preparation:type- 1-23 (s-23) dn х s,mm- 159x5 др,mm- 151(+0,4); media - waterintermediate circuit with addition oftrisodium phosphate. tightening connection (inter-flange), between counter-flanges for welding to pipeline and fastener supplied in completion with equipment | qnc | 1 | Butterfly valve | 38 | pcs. шт. |  | затвор дисковый цкб п99199-150-01 маткорп=сплав титановый dn=150 p=1мпа рабср=вода морская спосприсоед=межфланцевый спосупр=привод ручной tрасч=60 °с 4 н ii ту 3741-056-34390194-2004 | 2.исуп.1105984790 | t3/iii | 1016557 | 60uma - здание турбины /turbine hall | 2022-09-07 00:00:00 | 38 | 0 | 0 | 0 | 9(ож1)/iii |  | 110.7.156.5 | 3980 |  | tu 3741-056-34390194-2004 ту 3741-056-34390194-2004; r01.kk34.0.0.sr.tt.wd001; дтт | 1 |  | , Manual, Hydraulic, BS, self-operated, Pneumatic | yes |  | Acid, Acid, Acid, Aggressive water, Aggressive water, Aggressive water, Air, Air, Alkali, Alkali, Alkali, Alkali solution, Ammonia, Ammonia solution, Blowdown water, Boric acid solution, Boric acid solution, Boric acid solution, Boric acid solution, Boric acid solution, Boric acid solution, Boric acid solution, Boric concentrate, Boric concentrate, bottoms liquid, caustic soda, Chemical, Chilled water, Chilled water, coagulant, coagulant solution, Compressed air, Condensate, Condensate, Condensate, Condensate, Condensate, Condensate, Decontamination solution, Decontamination solution, Desalted water, Desalted water, Distillate, Distillate, Ethanolamine solution, Feed water, Feed water, Gas, Gas mixture, Gas mixture, Hydrazine hydrate, Hydrazine solution, Hydrogen, LCQ-2 filter regeneration solutions, Mains water, Mains water, Nitric acid, Nitric acid solution, Nitrogen, Nitrogen, oil, Overheated water, oxygen, phosphate solution, primary coolant, primary coolant, primary coolant, primary coolant, Pulp, radioactive gas, radioactive gas, radioactive gas, radioactive gas, radioactive liquid, reagents, reagents, Sea water, slime, slurry water, Sodium hydroxide, Steam, Steam, Steam, Steam-air mixture, Steam-water mixture, Steam-water mixture, Steam-water mixture, sulphuric acid, sulphuric acid, washing solution, washing solution, washing solution, washing solution, Zinc Compound Solution, Water, Water, Water, Water, Water, Water, Water, Water, Water, Water, Water, Water, Water, Water, Water, Water, Water, Water, Water, Water, Water, Water, Water, Water, drainage | [5 empty] | yes
233 | цкб п99199-150-01 dn 150.0 mm pd 1.0 mpa td 60 oc вода промконтура / intermediate circuit water dn 150.0 мм рр 1.0 мпа тр 60 ос | 60pgb21aa103 | carbon steel with protection flanges - carbon steelCSер.SS с вкладышем ответные фланцы- CS. SS | , 4/ ii | вне оболочки; по типу - с замком; конструкция соосная; l=176 мм; h=330 мм; разделка кромок патрубков:тип разделки- 1-23 (с-23) dn х s,мм- 159x5 др,мм- 151(+0,4); среда - вода промконтура с добавлением тринатрий фосфата; стяжное (межфланцевое), между ответными фланцами под приварку к трубопроводу и крепежом, поставляемыми комплектно outside containment; as per type - with lock; co-axial structure; l=176 mm; h=330 mm; nozzle edge preparation:type- 1-23 (s-23) dn х s,mm- 159x5 др,mm- 151(+0,4); media - waterintermediate circuit with addition oftrisodium phosphate. tightening connection (inter-flange), between counter-flanges for welding to pipeline and fastener supplied in completion with equipment | qnc | 1 | Butterfly valve | 38 | pcs. шт. |  | затвор дисковый цкб п99199-150-01 маткорп=сплав титановый dn=150 p=1мпа рабср=вода морская спосприсоед=межфланцевый спосупр=привод ручной tрасч=60 °с 4 н ii ту 3741-056-34390194-2004 | 2.исуп.1105984791 | t3/iii | 1016557 | 60uma - здание турбины /turbine hall | 2022-09-07 00:00:00 | 38 | 0 | 0 | 0 | 9(ож1)/iii |  | 110.7.156.5 | 3981 |  | tu 3741-056-34390194-2004 ту 3741-056-34390194-2004; r01.kk34.0.0.sr.tt.wd001; дтт | 1 |  | , Manual, Hydraulic, BS, self-operated, Pneumatic | yes |  | Acid, Acid, Acid, Aggressive water, Aggressive water, Aggressive water, Air, Air, Alkali, Alkali, Alkali, Alkali solution, Ammonia, Ammonia solution, Blowdown water, Boric acid solution, Boric acid solution, Boric acid solution, Boric acid solution, Boric acid solution, Boric acid solution, Boric acid solution, Boric concentrate, Boric concentrate, bottoms liquid, caustic soda, Chemical, Chilled water, Chilled water, coagulant, coagulant solution, Compressed air, Condensate, Condensate, Condensate, Condensate, Condensate, Condensate, Decontamination solution, Decontamination solution, Desalted water, Desalted water, Distillate, Distillate, Ethanolamine solution, Feed water, Feed water, Gas, Gas mixture, Gas mixture, Hydrazine hydrate, Hydrazine solution, Hydrogen, LCQ-2 filter regeneration solutions, Mains water, Mains water, Nitric acid, Nitric acid solution, Nitrogen, Nitrogen, oil, Overheated water, oxygen, phosphate solution, primary coolant, primary coolant, primary coolant, primary coolant, Pulp, radioactive gas, radioactive gas, radioactive gas, radioactive gas, radioactive liquid, reagents, reagents, Sea water, slime, slurry water, Sodium hydroxide, Steam, Steam, Steam, Steam-air mixture, Steam-water mixture, Steam-water mixture, Steam-water mixture, sulphuric acid, sulphuric acid, washing solution, washing solution, washing solution, washing solution, Zinc Compound Solution, Water, Water, Water, Water, Water, Water, Water, Water, Water, Water, Water, Water, Water, Water, Water, Water, Water, Water, Water, Water, Water, Water, Water, Water, drainage | [5 empty] | yes
234 | цкб п99199-150-01 dn 150.0 mm pd 1.0 mpa td 60 oc вода промконтура / intermediate circuit water dn 150.0 мм рр 1.0 мпа тр 60 ос | 60pgb22aa101 | carbon steel with protection flanges - carbon steelCSер.SS с вкладышем ответные фланцы- CS. SS | , 4/ ii | вне оболочки; по типу - с замком; конструкция соосная; l=176 мм; h=330 мм; разделка кромок патрубков:тип разделки- 1-23 (с-23) dn х s,мм- 159x5 др,мм- 151(+0,4); среда - вода промконтура с добавлением тринатрий фосфата; стяжное (межфланцевое), между ответными фланцами под приварку к трубопроводу и крепежом, поставляемыми комплектно outside containment; as per type - with lock; co-axial structure; l=176 mm; h=330 mm; nozzle edge preparation:type- 1-23 (s-23) dn х s,mm- 159x5 др,mm- 151(+0,4); media - waterintermediate circuit with addition oftrisodium phosphate. tightening connection (inter-flange), between counter-flanges for welding to pipeline and fastener supplied in completion with equipment | qnc | 1 | Butterfly valve | 38 | pcs. шт. |  | затвор дисковый цкб п99199-150-01 маткорп=сплав титановый dn=150 p=1мпа рабср=вода морская спосприсоед=межфланцевый спосупр=привод ручной tрасч=60 °с 4 н ii ту 3741-056-34390194-2004 | 2.исуп.1105984792 | t3/iii | 1016557 | 60uma - здание турбины /turbine hall | 2022-09-07 00:00:00 | 38 | 0 | 0 | 0 | 9(ож1)/iii |  | 110.7.156.5 | 3982 |  | tu 3741-056-34390194-2004 ту 3741-056-34390194-2004; r01.kk34.0.0.sr.tt.wd001; дтт | 1 |  | , Manual, Hydraulic, BS, self-operated, Pneumatic | yes |  | Acid, Acid, Acid, Aggressive water, Aggressive water, Aggressive water, Air, Air, Alkali, Alkali, Alkali, Alkali solution, Ammonia, Ammonia solution, Blowdown water, Boric acid solution, Boric acid solution, Boric acid solution, Boric acid solution, Boric acid solution, Boric acid solution, Boric acid solution, Boric concentrate, Boric concentrate, bottoms liquid, caustic soda, Chemical, Chilled water, Chilled water, coagulant, coagulant solution, Compressed air, Condensate, Condensate, Condensate, Condensate, Condensate, Condensate, Decontamination solution, Decontamination solution, Desalted water, Desalted water, Distillate, Distillate, Ethanolamine solution, Feed water, Feed water, Gas, Gas mixture, Gas mixture, Hydrazine hydrate, Hydrazine solution, Hydrogen, LCQ-2 filter regeneration solutions, Mains water, Mains water, Nitric acid, Nitric acid solution, Nitrogen, Nitrogen, oil, Overheated water, oxygen, phosphate solution, primary coolant, primary coolant, primary coolant, primary coolant, Pulp, radioactive gas, radioactive gas, radioactive gas, radioactive gas, radioactive liquid, reagents, reagents, Sea water, slime, slurry water, Sodium hydroxide, Steam, Steam, Steam, Steam-air mixture, Steam-water mixture, Steam-water mixture, Steam-water mixture, sulphuric acid, sulphuric acid, washing solution, washing solution, washing solution, washing solution, Zinc Compound Solution, Water, Water, Water, Water, Water, Water, Water, Water, Water, Water, Water, Water, Water, Water, Water, Water, Water, Water, Water, Water, Water, Water, Water, Water, drainage | [5 empty] | yes
235 | цкб п99199-150-01 dn 150.0 mm pd 1.0 mpa td 60 oc вода промконтура / intermediate circuit water dn 150.0 мм рр 1.0 мпа тр 60 ос | 60pgb22aa103 | carbon steel with protection flanges - carbon steelCSер.SS с вкладышем ответные фланцы- CS. SS | , 4/ ii | вне оболочки; по типу - с замком; конструкция соосная; l=176 мм; h=330 мм; разделка кромок патрубков:тип разделки- 1-23 (с-23) dn х s,мм- 159x5 др,мм- 151(+0,4); среда - вода промконтура с добавлением тринатрий фосфата; стяжное (межфланцевое), между ответными фланцами под приварку к трубопроводу и крепежом, поставляемыми комплектно outside containment; as per type - with lock; co-axial structure; l=176 mm; h=330 mm; nozzle edge preparation:type- 1-23 (s-23) dn х s,mm- 159x5 др,mm- 151(+0,4); media - waterintermediate circuit with addition oftrisodium phosphate. tightening connection (inter-flange), between counter-flanges for welding to pipeline and fastener supplied in completion with equipment | qnc | 1 | Butterfly valve | 38 | pcs. шт. |  | затвор дисковый цкб п99199-150-01 маткорп=сплав титановый dn=150 p=1мпа рабср=вода морская спосприсоед=межфланцевый спосупр=привод ручной tрасч=60 °с 4 н ii ту 3741-056-34390194-2004 | 2.исуп.1105984793 | t3/iii | 1016557 | 60uma - здание турбины /turbine hall | 2022-09-07 00:00:00 | 38 | 0 | 0 | 0 | 9(ож1)/iii |  | 110.7.156.5 | 3983 |  | tu 3741-056-34390194-2004 ту 3741-056-34390194-2004; r01.kk34.0.0.sr.tt.wd001; дтт | 1 |  | , Manual, Hydraulic, BS, self-operated, Pneumatic | yes |  | Acid, Acid, Acid, Aggressive water, Aggressive water, Aggressive water, Air, Air, Alkali, Alkali, Alkali, Alkali solution, Ammonia, Ammonia solution, Blowdown water, Boric acid solution, Boric acid solution, Boric acid solution, Boric acid solution, Boric acid solution, Boric acid solution, Boric acid solution, Boric concentrate, Boric concentrate, bottoms liquid, caustic soda, Chemical, Chilled water, Chilled water, coagulant, coagulant solution, Compressed air, Condensate, Condensate, Condensate, Condensate, Condensate, Condensate, Decontamination solution, Decontamination solution, Desalted water, Desalted water, Distillate, Distillate, Ethanolamine solution, Feed water, Feed water, Gas, Gas mixture, Gas mixture, Hydrazine hydrate, Hydrazine solution, Hydrogen, LCQ-2 filter regeneration solutions, Mains water, Mains water, Nitric acid, Nitric acid solution, Nitrogen, Nitrogen, oil, Overheated water, oxygen, phosphate solution, primary coolant, primary coolant, primary coolant, primary coolant, Pulp, radioactive gas, radioactive gas, radioactive gas, radioactive gas, radioactive liquid, reagents, reagents, Sea water, slime, slurry water, Sodium hydroxide, Steam, Steam, Steam, Steam-air mixture, Steam-water mixture, Steam-water mixture, Steam-water mixture, sulphuric acid, sulphuric acid, washing solution, washing solution, washing solution, washing solution, Zinc Compound Solution, Water, Water, Water, Water, Water, Water, Water, Water, Water, Water, Water, Water, Water, Water, Water, Water, Water, Water, Water, Water, Water, Water, Water, Water, drainage | [5 empty] | yes

## Sheet2
RC:RC для строки заголовков | ((5, 1), (5, 27))
количество заголовков | 27.0
повторяющиеся заголовки | Counter()
количество повторяющихся заголовков | 0
двойной заголовок | True
второй (английский ) заголовок | (True, ((3, 1), (3, 27)))
содержит строку с номерами столбцов | (True, ((7, 1), (7, 27)))
вреся на чтение диапазона заголовков | 0.012137889862060547
время на нормализацию | 0.05149698257446289
заменен или нет заголовок | {'№ позиции': ('не обработан', ''), '№ позиции по контракту с икаэл': ('не обработан', ''), '№ п/п по спецификации аэп (номер по сзс) ': ('не обработан', ''), 'код по kks, mcs': ('KKS', 'copy_columns'), 'наименование оборудования': ('Type', 'text_columns'), 'тип, марка, модель, шифр, техническая характеристика': ('KK', 'text_columns'), '№ ту, чертежа, технических требований и др.': ('не обработан', ''), 'класс безопасности / группа/по нп-068-05 категория сейсмостойкости': ('NC', 'text_columns'), 'категория обеспечения качества': ('QualityCat', 'copy_columns'), 'материал': ('Material', 'eng_vars_columns'), 'единица измерения': ('не обработан', ''), 'количество': ('Quantity', 'copy_columns'), 'масса (кг)': ('Weight', 'copy_columns'), 'столбец1': ('не обработан', ''), 'климатическое исполнение и категория размещения ': ('не обработан', ''), 'условия хранения ': ('не обработан', ''), 'место установки': ('не обработан', ''), 'срок поставки': ('не обработан', ''), 'цена за единицу без ндс': ('не обработан', ''), 'сумма без ндс': ('не обработан', ''), 'сумма ндс': ('не обработан', ''), 'сумма с ндс': ('не обработан', ''), 'завод-изготовитель': ('не обработан', ''), 'примечание': ('Note', 'text_columns'), 'код еос нси (gid)': ('не обработан', ''), 'имя еос нси (gid)': ('не обработан', ''), 'ин': ('не обработан', '')}
замененных заголовков | 9
RC:RC диапазона характеристик | ((8, 1), (241, 27))
количество строк в диапазоне характеристик | 234
время на чтение диапазона характеристик | 0.0017521381378173828

## Sheet3
KK |  | KKS |  | Material |  | NC |  | Note |  | QualityCat |  | Quantity |  | Type |  | Weight |  | единица измерения |  | завод-изготовитель |  | имя еос нси (gid) |  | ин |  | климатическое исполнение и категория размещения |  | код еос нси (gid) |  | место установки |  | срок поставки |  | столбец1 |  | сумма без ндс |  | сумма ндс |  | сумма с ндс |  | условия хранения |  | цена за единицу без ндс |  | № п/п по спецификации аэп (номер по сзс) |  | № позиции |  | № позиции по контракту с икаэл |  | № ту, чертежа, технических требований и др. |  | countClones
amountOfEmptyFields | 0 | amountOfEmptyFields | 0 | amountOfEmptyFields | 0 | amountOfEmptyFields | 0 | amountOfEmptyFields | 0 | amountOfEmptyFields | 0 | amountOfEmptyFields | 0 | amountOfEmptyFields | 0 | amountOfEmptyFields | 0 | amountOfEmptyFields | 0 | amountOfEmptyFields | 234 | amountOfEmptyFields | 0 | amountOfEmptyFields | 0 | amountOfEmptyFields | 0 | amountOfEmptyFields | 0 | amountOfEmptyFields | 0 | amountOfEmptyFields | 0 | amountOfEmptyFields | 0 | amountOfEmptyFields | 0 | amountOfEmptyFields | 0 | amountOfEmptyFields | 0 | amountOfEmptyFields | 0 | amountOfEmptyFields | 234 | amountOfEmptyFields | 0 | amountOfEmptyFields | 0 | amountOfEmptyFields | 26 | amountOfEmptyFields | 0 | amountOfEmptyFields | 0
amountOfChangedFields | 0 | amountOfChangedFields | 0 | amountOfChangedFields | 368 | amountOfChangedFields | 0 | amountOfChangedFields | 0 | amountOfChangedFields | 0 | amountOfChangedFields | 0 | amountOfChangedFields | 0 | amountOfChangedFields | 0 | amountOfChangedFields | 0 | amountOfChangedFields | 0 | amountOfChangedFields | 0 | amountOfChangedFields | 0 | amountOfChangedFields | 0 | amountOfChangedFields | 0 | amountOfChangedFields | 0 | amountOfChangedFields | 0 | amountOfChangedFields | 0 | amountOfChangedFields | 0 | amountOfChangedFields | 0 | amountOfChangedFields | 0 | amountOfChangedFields | 0 | amountOfChangedFields | 0 | amountOfChangedFields | 0 | amountOfChangedFields | 0 | amountOfChangedFields | 0 | amountOfChangedFields | 0 | amountOfChangedFields | 0
amountOfUnchangedFields | 235 | amountOfUnchangedFields | 235 | amountOfUnchangedFields | -133 | amountOfUnchangedFields | 235 | amountOfUnchangedFields | 235 | amountOfUnchangedFields | 235 | amountOfUnchangedFields | 235 | amountOfUnchangedFields | 235 | amountOfUnchangedFields | 235 | amountOfUnchangedFields | 235 | amountOfUnchangedFields | 235 | amountOfUnchangedFields | 235 | amountOfUnchangedFields | 235 | amountOfUnchangedFields | 235 | amountOfUnchangedFields | 235 | amountOfUnchangedFields | 235 | amountOfUnchangedFields | 235 | amountOfUnchangedFields | 235 | amountOfUnchangedFields | 235 | amountOfUnchangedFields | 235 | amountOfUnchangedFields | 235 | amountOfUnchangedFields | 235 | amountOfUnchangedFields | 235 | amountOfUnchangedFields | 235 | amountOfUnchangedFields | 235 | amountOfUnchangedFields | 235 | amountOfUnchangedFields | 235 | amountOfUnchangedFields | 235
unchangedFields |  | unchangedFields | 40pcb76aa001 | unchangedFields | carbon steel with an insert. counter flange -carbon steel) / углер.сталь с вкладышем | unchangedFields |  | unchangedFields |  | unchangedFields | 9 | unchangedFields | 12 | unchangedFields |  | unchangedFields | 16 | unchangedFields |  | unchangedFields |  | unchangedFields |  | unchangedFields |  | unchangedFields |  | unchangedFields |  | unchangedFields |  | unchangedFields |  | unchangedFields |  | unchangedFields |  | unchangedFields |  | unchangedFields |  | unchangedFields |  | unchangedFields |  | unchangedFields |  | unchangedFields |  | unchangedFields |  | unchangedFields |  | unchangedFields
|  |  | 40pcb14aa101 |  | carbon steel with protection flanges - carbon steel / углер.сталь с вкладышем | [5 empty] | qnc |  | 1 |  |  |  | 400
|  |  | 30pgb83aa002 |  | carbon steel with an insert. counter flange -carbon steelCSер.SS с вкладышем | [11 empty] | 230
|  |  | 30pas24aa001 |  | body and disk material is carbon steel or equivalent with a solid rubberizing resistant to seawater. mating flanges – carbon steel корпус и диск из угл.ст или аналога с твердым гуммированием, стойким к морской воде. ответные фланцы - из - угл ст. | [11 empty] | 112
|  |  | 40pgb81aa001 |  | carbon steel with protection flanges - carbon steelCSер.SS с вкладышем | [11 empty] | 18
|  |  | 60pgb81aa001 |  | 10x17h13мзт (с протекторной защитой). ответн. флан.- угл.ст /provided with a protector. counter flange - carbon steel | [11 empty] | 220
|  |  | 30puj02aa101 |  | nan | [11 empty] | 13
|  |  | 30pcb40aa001 |  | 10 | [11 empty] | 290
|  |  | 30pas13aa002 |  | carbon steel with an insert. counter flange -carbon steelCSер.сталь с вкладышем | [11 empty] | 38
|  |  | 40pcb61aa001 |  | provided with a protector. counter flange - carbon steel/ 10x17h13мзт (с протекторной защитой) ответн. флан.- угл.ст; | [11 empty] | 106
|  |  | 50pgb22aa103 |  | carbon steel with an insert. counter flange -carbon steel / углер.сталь с вкладышем | [11 empty] | 73
|  |  | 50pgb82aa001 |  | carbon steel with an insert. counter flange -carbon steel)CSер.SS с вкладышем | [11 empty] | 235
|  |  | 40pcb61aa101 |  | body and disk material is carbon steel or equivalent with a solid rubberizing resistant to seawater. mating flanges – carbon steel корпус и диск из CS.ст или аналога с твердым гуммированием, стойким к морской воде. ответные фланцы - из - CS ст. | [11 empty] | 53
|  |  | 50pgb83aa002 |  | titanium alloy титановый сплав | [11 empty] | 1950
|  |  | 30pcb33aa101 |  | carbon steel with protection flanges - carbon steelCSер.SS с вкладышем ответные фланцы- CS. SS | [11 empty] | 340
|  |  | 30pcc13aa101 |  | carbon steel with protection flanges - carbon steelCSер.сталь с вкладышем | [11 empty] | 98
|  |  | 30pcb21aa002 |  | SS+NP
|  |  | 40pcb23aa101 |  | carbon steel with protection flanges - carbon steelCSер.сталь с вкладышем ответные фланцы- угл. сталь
|  |  | 30gml31aa201 |  | carbon steel with protection flanges - carbon steelCSер.SS с вкладышем ответные фланцы- угл. SS
|  |  | 30pcb32aa002 |  | provided with a protector. counter flange - carbon steel/ / 10x17h13мзт
|  |  | 30pcb60aa102 |  | carbon steel with protection flanges - carbon steel / углер.сталь с вкладышем ответные фланцы- угл. сталь
|  |  | 30puj01aa101 |  | carbon steel with an insert. counter flange -carbon steel)CSер.сталь с вкладышем
30pgb82aa001
50pgb12aa001
40pgb21aa103
30puj12aa201
40puj12aa201
30pcb52aa201
50pgb22aa101
60pgb83aa002
30pdb22aa101
40pcb33aa002
30pua10aa101
30puk32aa101
40pcb22aa001
40pas25aa001
30pcb51aa201
30pul10aa001
40pcb21aa103
40pcb75aa001
40pcb31aa002
30pgb11aa001
30pcb23aa103
40pun10aa002
30pgb21aa101
40pas27aa001
30puk02aa101
30pcb22aa103
40puk31aa101
40pcb22aa102
30puk42aa101
40pgb82aa001
30pas22aa001
30pgb21aa103
40pcb61aa201
60pgb82aa002
30pcb22aa102
40puk41aa101
30pcb75aa001
40pas24aa001
30pcb33aa001
30puj02aa102
40puk01aa102
30pdb32aa101
30pgb81aa001
30pul30aa001
30pdb21aa101
30pas11aa002
30pcc11aa101
60pgb12aa001
40pul30aa001
50pgb11aa001
30pgb81aa002
40pcc11aa101
30pcb31aa002
40pcb22aa101
30puk41aa101
30pgb13aa001
40pcb22aa002
30puk01aa102
40pas26aa001
40pun10aa001
50pgb82aa002
30pcb33aa002
40pcb72aa001
40pas23aa001
40pcb60aa001
40pcb33aa001
40pas12aa002
60pgb22aa101
40pdb22aa101
40pdb23aa101
30pun10aa001
40pcb33aa101
40pcb21aa104
30pcb61aa201
30pas12aa002
40pcb21aa002
30pas21aa001
40pgb13aa001
30puk01aa101
40pcb21aa102
30pdb33aa101
40pcb71aa001
40pcb32aa002
40puk22aa101
30pcb22aa101
60pgb81aa002
30pun10aa201
40pcb22aa103
40pcb60aa102
30pgb83aa001
40pcc12aa101
60pgb21aa103
30pas26aa001
30pas27aa001
40pcb23aa102
50pgb13aa001
40puk02aa102
30pcb32aa001
30puk22aa101
40pgb22aa103
40pcb32aa001
30pua10aa102
40puj11aa201
40pdb31aa101
30pcb31aa001
30pcc12aa101
60pgb83aa001
30pcb23aa001
30pcb32aa101
30pgb82aa002
30pcb61aa001
40pcb21aa001
30pgb22aa103
40puk01aa101
30pcb23aa101
40pdb21aa101
30pas25aa001
30pcb21aa104
30puk21aa101
40pas11aa002
40pas13aa002
40pcb60aa002
40pcb23aa001
40puj02aa101
50pgb83aa001
40pcb23aa103
4
40puk21aa101
30pcb74aa001
40pua10aa102
50pgb81aa002
30pcb23aa002
40pgb11aa001
30pcb76aa001
30pdb23aa101
40pua10aa101
30pcb51aa001
30pdb60aa101
30pdb31aa101
40pgb83aa002
40pcb31aa101
40pcb23aa104
40pas21aa001
40pul20aa001
40pgb82aa002
40pgb22aa101
40pdb33aa101
40pgb81aa002
50pgb81aa001
40pcb31aa001
30pcb31aa101
30pcb73aa001
30puj01aa102
30pcb60aa201
30pgb12aa001
30pgb22aa101
30pcb72aa001
40pas14aa002
30puj11aa201
30pua10aa201
30pas14aa002
30pcb21aa103
30puk31aa101
30puk02aa102
40puk42aa101
40pcb60aa201
40pun10aa201
40pcb23aa002
60pgb82aa001
40puk02aa101
40pul10aa001
40puk32aa101
30pcb23aa102
30pcb60aa002
30pcb22aa002
40pdb32aa101
50pgb21aa101
30pcb60aa001
30pcb22aa104
40pcb40aa001
30pcb52aa001
40pcb74aa001
30pas23aa001
40pcb73aa001
60pgb13aa001
40pcb21aa101
60pgb22aa103
40pcb22aa104
60pgb11aa001
40pcc13aa101
30pcb23aa104
30pcb21aa102
40pdb60aa101
40pcb32aa101
40gml31aa201
40puj02aa102
40pua10aa201
30pun10aa002
40pgb21aa101
30pcb21aa001
40pas22aa001
40pgb12aa001
30pcb22aa001
30pcb21aa101
30pcb61aa101
30pul20aa001
50pgb21aa103
40puj01aa102
60pgb21aa101
30pcb71aa001
30pcb14aa101
40puj01aa101
40pgb83aa001